## pvwatts_hourly
PVWatts: Hourly PV Performance Data
Requested Location: | 92315, USA
Location: | Lat, Lon: 34.25, -116.9
Lat (deg N): | 34.25
Long (deg W): | 116.9
Elev (m): | 2084.95
DC System Size (kW): | 1
Module Type: | Standard
Array Type: | Fixed (open rack)
Array Tilt (deg): | 20
Array Azimuth (deg): | 180
System Losses: | 14.08
Invert Efficiency: | 96
DC to AC Size Ratio: | 1.2
Average Cost of Electricity Purchased from Utility ($/kWh): | 0.216
Capacity Factor (%) | 20.0
Month | Day | Hour | Beam Irradiance (W/m^2) | Diffuse Irradiance (W/m^2) | Ambient Temperature (C) | Wind Speed (m/s) | Plane of Array Irradiance (W/m^2) | Cell Temperature (C) | DC Array Output (W) | AC System Output (W)
1 | 1 | 0 | 0 | 0 | 2 | 2 | 0 | 2 | 0 | 0
1 | 1 | 1 | 0 | 0 | 2 | 2 | 0 | 2 | 0 | 0
1 | 1 | 2 | 0 | 0 | 2 | 2 | 0 | 2 | 0 | 0
1 | 1 | 3 | 0 | 0 | 2 | 2 | 0 | 2 | 0 | 0
1 | 1 | 4 | 0 | 0 | 2 | 2 | 0 | 2 | 0 | 0
1 | 1 | 5 | 0 | 0 | 2 | 2 | 0 | 2 | 0 | 0
1 | 1 | 6 | 0 | 0 | 2 | 2 | 0 | 2 | 0 | 0
1 | 1 | 7 | 459 | 30 | 2 | 2 | 171.118 | 4.649 | 136.774 | 128.864
1 | 1 | 8 | 752 | 56 | 4 | 3 | 433.26 | 13.307 | 372.163 | 357.793
1 | 1 | 9 | 876 | 68 | 5 | 3 | 646.977 | 20.129 | 557.974 | 537.049
1 | 1 | 10 | 73 | 224 | 6 | 4 | 294.024 | 12.32 | 267.242 | 256.006
1 | 1 | 11 | 0 | 91 | 7 | 4 | 86.629 | 7.927 | 80.404 | 73.736
1 | 1 | 12 | 23 | 205 | 8 | 4 | 223.657 | 11.539 | 204.228 | 194.677
1 | 1 | 13 | 110 | 220 | 8 | 4 | 315.349 | 13.879 | 284.312 | 272.594
1 | 1 | 14 | 0 | 88 | 7 | 3 | 84.795 | 8.123 | 78.635 | 72.004
1 | 1 | 15 | 709 | 48 | 5 | 2 | 365.597 | 13.386 | 307.497 | 295.107
1 | 1 | 16 | 255 | 19 | 4 | 2 | 93.925 | 5.847 | 73.696 | 67.168
1 | 1 | 17 | 0 | 0 | 4 | 2 | 0 | 4 | 0 | 0
1 | 1 | 18 | 0 | 0 | 3 | 2 | 0 | 3 | 0 | 0
1 | 1 | 19 | 0 | 0 | 3 | 2 | 0 | 3 | 0 | 0
1 | 1 | 20 | 0 | 0 | 3 | 3 | 0 | 3 | 0 | 0
1 | 1 | 21 | 0 | 0 | 3 | 3 | 0 | 3 | 0 | 0
1 | 1 | 22 | 0 | 0 | 4 | 4 | 0 | 4 | 0 | 0
1 | 1 | 23 | 0 | 0 | 3 | 4 | 0 | 3 | 0 | 0
1 | 2 | 0 | 0 | 0 | 3 | 3 | 0 | 3 | 0 | 0
1 | 2 | 1 | 0 | 0 | 2 | 2 | 0 | 2 | 0 | 0
1 | 2 | 2 | 0 | 0 | 1 | 2 | 0 | 1 | 0 | 0
1 | 2 | 3 | 0 | 0 | 1 | 2 | 0 | 1 | 0 | 0
1 | 2 | 4 | 0 | 0 | 0 | 2 | 0 | 0 | 0 | 0
1 | 2 | 5 | 0 | 0 | 0 | 2 | 0 | 0 | 0 | 0
1 | 2 | 6 | 0 | 0 | 0 | 2 | 0 | 0 | 0 | 0
1 | 2 | 7 | 0 | 25 | 1 | 2 | 23.714 | -0.59 | 22.826 | 17.304
1 | 2 | 8 | 71 | 109 | 3 | 3 | 150.533 | 4.92 | 139.525 | 131.552
1 | 2 | 9 | 76 | 176 | 6 | 3 | 236.368 | 10.414 | 216.045 | 206.19
1 | 2 | 10 | 6 | 157 | 7 | 3 | 159.289 | 9.749 | 146.635 | 138.496
1 | 2 | 11 | 218 | 261 | 8 | 3 | 465.57 | 18.01 | 412.35 | 396.671
1 | 2 | 12 | 1019 | 55 | 9 | 3 | 873.672 | 29.407 | 731.232 | 703.039
1 | 2 | 13 | 993 | 52 | 9 | 3 | 781.802 | 28.292 | 654.678 | 629.834
1 | 2 | 14 | 933 | 48 | 8 | 2 | 618.685 | 25.465 | 516.696 | 497.339
1 | 2 | 15 | 799 | 38 | 6 | 1 | 391.366 | 19.558 | 319.016 | 306.285
1 | 2 | 16 | 398 | 16 | 3 | 1 | 123.694 | 6.79 | 93.223 | 86.283
1 | 2 | 17 | 0 | 0 | 1 | 0 | 0 | 1 | 0 | 0
1 | 2 | 18 | 0 | 0 | 1 | 0 | 0 | 1 | 0 | 0
1 | 2 | 19 | 0 | 0 | 0 | 0 | 0 | 0 | 0 | 0
1 | 2 | 20 | 0 | 0 | 0 | 0 | 0 | 0 | 0 | 0
1 | 2 | 21 | 0 | 0 | 0 | 1 | 0 | 0 | 0 | 0
1 | 2 | 22 | 0 | 0 | 0 | 1 | 0 | 0 | 0 | 0
1 | 2 | 23 | 0 | 0 | 0 | 1 | 0 | 0 | 0 | 0
1 | 3 | 0 | 0 | 0 | 0 | 1 | 0 | 0 | 0 | 0
1 | 3 | 1 | 0 | 0 | 0 | 1 | 0 | 0 | 0 | 0
1 | 3 | 2 | 0 | 0 | 0 | 1 | 0 | 0 | 0 | 0
1 | 3 | 3 | 0 | 0 | 0 | 1 | 0 | 0 | 0 | 0
1 | 3 | 4 | 0 | 0 | -1 | 1 | 0 | -1 | 0 | 0
1 | 3 | 5 | 0 | 0 | -1 | 1 | 0 | -1 | 0 | 0
1 | 3 | 6 | 0 | 0 | 0 | 1 | 0 | 0 | 0 | 0
1 | 3 | 7 | 592 | 21 | 2 | 2 | 196.822 | 5.378 | 153.308 | 145.012
1 | 3 | 8 | 855 | 34 | 5 | 4 | 451.65 | 13.832 | 384.985 | 370.204
1 | 3 | 9 | 955 | 40 | 8 | 4 | 658.032 | 21.927 | 562.019 | 540.937
1 | 3 | 10 | 1000 | 44 | 9 | 4 | 801.226 | 26.437 | 678.152 | 652.304
1 | 3 | 11 | 1017 | 45 | 10 | 3 | 868.833 | 31.085 | 721.626 | 693.864
1 | 3 | 12 | 1014 | 45 | 11 | 3 | 858.59 | 31.975 | 709.749 | 682.518
1 | 3 | 13 | 989 | 44 | 11 | 3 | 770.602 | 29.923 | 640.287 | 616.048
1 | 3 | 14 | 933 | 40 | 10 | 2 | 610.484 | 27.141 | 505.791 | 486.836
1 | 3 | 15 | 808 | 32 | 7 | 1 | 389.206 | 20.414 | 315.789 | 303.153
1 | 3 | 16 | 439 | 15 | 4 | 1 | 132.852 | 8.076 | 98.962 | 91.899
1 | 3 | 17 | 0 | 0 | 2 | 1 | 0 | 2 | 0 | 0
1 | 3 | 18 | 0 | 0 | 2 | 1 | 0 | 2 | 0 | 0
1 | 3 | 19 | 0 | 0 | 1 | 1 | 0 | 1 | 0 | 0
1 | 3 | 20 | 0 | 0 | 1 | 1 | 0 | 1 | 0 | 0
1 | 3 | 21 | 0 | 0 | 1 | 1 | 0 | 1 | 0 | 0
1 | 3 | 22 | 0 | 0 | 0 | 1 | 0 | 0 | 0 | 0
1 | 3 | 23 | 0 | 0 | 0 | 1 | 0 | 0 | 0 | 0
1 | 4 | 0 | 0 | 0 | 0 | 1 | 0 | 0 | 0 | 0
1 | 4 | 1 | 0 | 0 | 0 | 1 | 0 | 0 | 0 | 0
1 | 4 | 2 | 0 | 0 | 0 | 1 | 0 | 0 | 0 | 0
1 | 4 | 3 | 0 | 0 | 0 | 1 | 0 | 0 | 0 | 0
1 | 4 | 4 | 0 | 0 | 0 | 1 | 0 | 0 | 0 | 0
1 | 4 | 5 | 0 | 0 | 0 | 1 | 0 | 0 | 0 | 0
1 | 4 | 6 | 0 | 0 | 0 | 1 | 0 | 0 | 0 | 0
1 | 4 | 7 | 606 | 19 | 3 | 1 | 197.249 | 7.006 | 151.832 | 143.571
1 | 4 | 8 | 863 | 31 | 6 | 2 | 451.059 | 17.099 | 378.574 | 363.999
1 | 4 | 9 | 960 | 36 | 9 | 1 | 656.013 | 29.648 | 540.155 | 519.915
1 | 4 | 10 | 1005 | 39 | 12 | 0 | 799.04 | 43.411 | 621.956 | 598.477
1 | 4 | 11 | 1021 | 41 | 13 | 0 | 867.904 | 47.202 | 664.653 | 639.385
1 | 4 | 12 | 1018 | 42 | 14 | 0 | 859.353 | 48.227 | 654.312 | 629.483
1 | 4 | 13 | 995 | 40 | 15 | 1 | 771.623 | 40.405 | 608.854 | 585.91
1 | 4 | 14 | 938 | 38 | 14 | 1 | 612.837 | 34.556 | 489.989 | 471.611
1 | 4 | 15 | 813 | 33 | 12 | 0 | 394.402 | 30.206 | 305.969 | 293.624
1 | 4 | 16 | 0 | 39 | 9 | 0 | 43.835 | 12.716 | 39.838 | 33.99
1 | 4 | 17 | 0 | 0 | 9 | 0 | 0 | 9 | 0 | 0
1 | 4 | 18 | 0 | 0 | 8 | 0 | 0 | 8 | 0 | 0
1 | 4 | 19 | 0 | 0 | 7 | 0 | 0 | 7 | 0 | 0
1 | 4 | 20 | 0 | 0 | 5 | 0 | 0 | 5 | 0 | 0
1 | 4 | 21 | 0 | 0 | 4 | 0 | 0 | 4 | 0 | 0
1 | 4 | 22 | 0 | 0 | 3 | 0 | 0 | 3 | 0 | 0
1 | 4 | 23 | 0 | 0 | 2 | 0 | 0 | 2 | 0 | 0
1 | 5 | 0 | 0 | 0 | 0 | 1 | 0 | 0 | 0 | 0
1 | 5 | 1 | 0 | 0 | 0 | 1 | 0 | 0 | 0 | 0
1 | 5 | 2 | 0 | 0 | 0 | 1 | 0 | 0 | 0 | 0
1 | 5 | 3 | 0 | 0 | 0 | 1 | 0 | 0 | 0 | 0
1 | 5 | 4 | 0 | 0 | 0 | 1 | 0 | 0 | 0 | 0
1 | 5 | 5 | 0 | 0 | 0 | 1 | 0 | 0 | 0 | 0
1 | 5 | 6 | 0 | 0 | 0 | 1 | 0 | 0 | 0 | 0
1 | 5 | 7 | 628 | 21 | 3 | 2 | 205.591 | 6.626 | 158.646 | 150.223
1 | 5 | 8 | 884 | 35 | 6 | 3 | 465.723 | 16.161 | 392.687 | 377.656
1 | 5 | 9 | 979 | 43 | 9 | 3 | 676.879 | 24.815 | 570.415 | 549.006
1 | 5 | 10 | 1024 | 49 | 11 | 3 | 826.193 | 30.76 | 685.059 | 658.911
1 | 5 | 11 | 1043 | 51 | 12 | 3 | 898.947 | 33.756 | 737.083 | 708.624
1 | 5 | 12 | 1044 | 50 | 13 | 3 | 891.376 | 34.718 | 727.161 | 699.151
1 | 5 | 13 | 1019 | 50 | 13 | 3 | 803.322 | 32.687 | 658.85 | 633.829
1 | 5 | 14 | 960 | 47 | 12 | 3 | 639.345 | 27.708 | 528.829 | 509.017
1 | 5 | 15 | 831 | 39 | 8 | 2 | 411.632 | 19.522 | 336.554 | 323.294
1 | 5 | 16 | 448 | 18 | 5 | 1 | 140.284 | 9.438 | 104.8 | 97.609
1 | 5 | 17 | 0 | 0 | 3 | 2 | 0 | 3 | 0 | 0
1 | 5 | 18 | 0 | 0 | 3 | 2 | 0 | 3 | 0 | 0
1 | 5 | 19 | 0 | 0 | 3 | 2 | 0 | 3 | 0 | 0
1 | 5 | 20 | 0 | 0 | 3 | 3 | 0 | 3 | 0 | 0
1 | 5 | 21 | 0 | 0 | 3 | 3 | 0 | 3 | 0 | 0
1 | 5 | 22 | 0 | 0 | 2 | 4 | 0 | 2 | 0 | 0
1 | 5 | 23 | 0 | 0 | 1 | 4 | 0 | 1 | 0 | 0
1 | 6 | 0 | 0 | 0 | 1 | 4 | 0 | 1 | 0 | 0
1 | 6 | 1 | 0 | 0 | 1 | 4 | 0 | 1 | 0 | 0
1 | 6 | 2 | 0 | 0 | 0 | 4 | 0 | 0 | 0 | 0
1 | 6 | 3 | 0 | 0 | 0 | 4 | 0 | 0 | 0 | 0
1 | 6 | 4 | 0 | 0 | 0 | 4 | 0 | 0 | 0 | 0
1 | 6 | 5 | 0 | 0 | 0 | 4 | 0 | 0 | 0 | 0
1 | 6 | 6 | 0 | 0 | 0 | 4 | 0 | 0 | 0 | 0
1 | 6 | 7 | 650 | 21 | 2 | 4 | 211.078 | 5.03 | 163.668 | 155.125
1 | 6 | 8 | 908 | 35 | 4 | 5 | 476.684 | 12.273 | 408.851 | 393.288
1 | 6 | 9 | 1005 | 42 | 7 | 5 | 692.141 | 19.936 | 596.596 | 574.148
1 | 6 | 10 | 1048 | 46 | 9 | 5 | 840.898 | 25.185 | 716.024 | 688.513
1 | 6 | 11 | 1065 | 48 | 10 | 4 | 913.892 | 30.183 | 762.48 | 732.857
1 | 6 | 12 | 1062 | 48 | 11 | 4 | 904.714 | 31.103 | 751.227 | 722.123
1 | 6 | 13 | 1037 | 46 | 12 | 3 | 813.304 | 31.985 | 669.378 | 643.908
1 | 6 | 14 | 982 | 42 | 11 | 2 | 648.401 | 29.221 | 532.499 | 512.549
1 | 6 | 15 | 862 | 35 | 7 | 1 | 421.847 | 21.608 | 341.517 | 328.104
1 | 6 | 16 | 504 | 17 | 4 | 1 | 153.367 | 8.943 | 114.079 | 106.683
1 | 6 | 17 | 0 | 0 | 3 | 1 | 0 | 3 | 0 | 0
1 | 6 | 18 | 0 | 0 | 3 | 1 | 0 | 3 | 0 | 0
1 | 6 | 19 | 0 | 0 | 2 | 1 | 0 | 2 | 0 | 0
1 | 6 | 20 | 0 | 0 | 2 | 1 | 0 | 2 | 0 | 0
1 | 6 | 21 | 0 | 0 | 2 | 1 | 0 | 2 | 0 | 0
1 | 6 | 22 | 0 | 0 | 2 | 1 | 0 | 2 | 0 | 0
1 | 6 | 23 | 0 | 0 | 2 | 1 | 0 | 2 | 0 | 0
1 | 7 | 0 | 0 | 0 | 2 | 1 | 0 | 2 | 0 | 0
1 | 7 | 1 | 0 | 0 | 2 | 1 | 0 | 2 | 0 | 0
1 | 7 | 2 | 0 | 0 | 2 | 1 | 0 | 2 | 0 | 0
1 | 7 | 3 | 0 | 0 | 2 | 1 | 0 | 2 | 0 | 0
1 | 7 | 4 | 0 | 0 | 2 | 1 | 0 | 2 | 0 | 0
1 | 7 | 5 | 0 | 0 | 2 | 1 | 0 | 2 | 0 | 0
1 | 7 | 6 | 0 | 0 | 3 | 1 | 0 | 3 | 0 | 0
1 | 7 | 7 | 593 | 24 | 5 | 0 | 199.112 | 10.443 | 151.804 | 143.544
1 | 7 | 8 | 863 | 40 | 8 | 0 | 461.445 | 25.576 | 372.82 | 358.429
1 | 7 | 9 | 655 | 101 | 11 | 1 | 546.787 | 28.353 | 454.73 | 437.606
1 | 7 | 10 | 596 | 154 | 13 | 1 | 633.946 | 33.234 | 520.422 | 500.926
1 | 7 | 11 | 526 | 196 | 14 | 2 | 659.428 | 31.829 | 546.648 | 526.16
1 | 7 | 12 | 651 | 158 | 15 | 2 | 716.758 | 34.337 | 586.55 | 564.504
1 | 7 | 13 | 680 | 125 | 15 | 2 | 656.255 | 32.972 | 538.564 | 518.383
1 | 7 | 14 | 320 | 155 | 14 | 1 | 374.056 | 26.94 | 314.048 | 301.464
1 | 7 | 15 | 470 | 69 | 11 | 0 | 296.335 | 23.987 | 241.545 | 231.014
1 | 7 | 16 | 106 | 21 | 8 | 0 | 59.005 | 11.171 | 48.244 | 42.231
1 | 7 | 17 | 0 | 0 | 7 | 0 | 0 | 7 | 0 | 0
1 | 7 | 18 | 0 | 0 | 5 | 0 | 0 | 5 | 0 | 0
1 | 7 | 19 | 0 | 0 | 4 | 1 | 0 | 4 | 0 | 0
1 | 7 | 20 | 0 | 0 | 3 | 1 | 0 | 3 | 0 | 0
1 | 7 | 21 | 0 | 0 | 2 | 1 | 0 | 2 | 0 | 0
1 | 7 | 22 | 0 | 0 | 1 | 1 | 0 | 1 | 0 | 0
1 | 7 | 23 | 0 | 0 | 1 | 1 | 0 | 1 | 0 | 0
1 | 8 | 0 | 0 | 0 | 0 | 1 | 0 | 0 | 0 | 0
1 | 8 | 1 | 0 | 0 | 0 | 1 | 0 | 0 | 0 | 0
1 | 8 | 2 | 0 | 0 | 0 | 1 | 0 | 0 | 0 | 0
1 | 8 | 3 | 0 | 0 | 0 | 1 | 0 | 0 | 0 | 0
1 | 8 | 4 | 0 | 0 | 0 | 1 | 0 | 0 | 0 | 0
1 | 8 | 5 | 0 | 0 | 0 | 1 | 0 | 0 | 0 | 0
1 | 8 | 6 | 0 | 0 | 0 | 1 | 0 | 0 | 0 | 0
1 | 8 | 7 | 151 | 35 | 3 | 1 | 92.194 | 3.39 | 79.115 | 72.473
1 | 8 | 8 | 882 | 39 | 6 | 1 | 468.899 | 19.334 | 389.827 | 374.889
1 | 8 | 9 | 983 | 46 | 10 | 0 | 683.502 | 36.826 | 543.6 | 523.228
1 | 8 | 10 | 618 | 149 | 13 | 0 | 648.915 | 39.864 | 515.421 | 496.11
1 | 8 | 11 | 1049 | 51 | 15 | 0 | 907.186 | 49.376 | 687.002 | 660.77
1 | 8 | 12 | 765 | 124 | 16 | 1 | 770.878 | 41.514 | 608.406 | 585.481
1 | 8 | 13 | 573 | 155 | 16 | 1 | 608.691 | 36.331 | 491.736 | 473.295
1 | 8 | 14 | 543 | 119 | 15 | 0 | 477.653 | 35.775 | 382.532 | 367.83
1 | 8 | 15 | 844 | 37 | 12 | 0 | 420.426 | 30.124 | 327.848 | 314.852
1 | 8 | 16 | 496 | 18 | 9 | 0 | 153.764 | 17.203 | 110.808 | 103.485
1 | 8 | 17 | 0 | 0 | 8 | 0 | 0 | 8 | 0 | 0
1 | 8 | 18 | 0 | 0 | 7 | 0 | 0 | 7 | 0 | 0
1 | 8 | 19 | 0 | 0 | 6 | 0 | 0 | 6 | 0 | 0
1 | 8 | 20 | 0 | 0 | 6 | 0 | 0 | 6 | 0 | 0
1 | 8 | 21 | 0 | 0 | 6 | 0 | 0 | 6 | 0 | 0
1 | 8 | 22 | 0 | 0 | 5 | 0 | 0 | 5 | 0 | 0
1 | 8 | 23 | 0 | 0 | 5 | 0 | 0 | 5 | 0 | 0
1 | 9 | 0 | 0 | 0 | 5 | 0 | 0 | 5 | 0 | 0
1 | 9 | 1 | 0 | 0 | 5 | 0 | 0 | 5 | 0 | 0
1 | 9 | 2 | 0 | 0 | 4 | 0 | 0 | 4 | 0 | 0
1 | 9 | 3 | 0 | 0 | 4 | 0 | 0 | 4 | 0 | 0
1 | 9 | 4 | 0 | 0 | 5 | 0 | 0 | 5 | 0 | 0
1 | 9 | 5 | 0 | 0 | 4 | 0 | 0 | 4 | 0 | 0
1 | 9 | 6 | 0 | 0 | 4 | 1 | 0 | 4 | 0 | 0
1 | 9 | 7 | 568 | 25 | 6 | 0 | 192.774 | 11.163 | 146.751 | 138.609
1 | 9 | 8 | 304 | 101 | 9 | 0 | 262.411 | 19.111 | 223.493 | 213.444
1 | 9 | 9 | 384 | 160 | 11 | 1 | 428.944 | 23.814 | 366.025 | 351.85
1 | 9 | 10 | 537 | 172 | 14 | 1 | 611.034 | 32.994 | 502.438 | 483.607
1 | 9 | 11 | 597 | 178 | 17 | 1 | 697.293 | 39.148 | 557.409 | 536.506
1 | 9 | 12 | 624 | 168 | 18 | 2 | 707.951 | 37.122 | 571.543 | 550.09
1 | 9 | 13 | 621 | 143 | 17 | 2 | 635.304 | 34.345 | 518.216 | 498.802
1 | 9 | 14 | 116 | 172 | 16 | 2 | 262.618 | 23.41 | 225.741 | 215.632
1 | 9 | 15 | 457 | 73 | 12 | 1 | 297.043 | 20.664 | 246.574 | 235.907
1 | 9 | 16 | 30 | 22 | 8 | 1 | 32.702 | 8.166 | 28.676 | 23.043
1 | 9 | 17 | 0 | 0 | 6 | 1 | 0 | 6 | 0 | 0
1 | 9 | 18 | 0 | 0 | 5 | 0 | 0 | 5 | 0 | 0
1 | 9 | 19 | 0 | 0 | 4 | 0 | 0 | 4 | 0 | 0
1 | 9 | 20 | 0 | 0 | 4 | 0 | 0 | 4 | 0 | 0
1 | 9 | 21 | 0 | 0 | 3 | 0 | 0 | 3 | 0 | 0
1 | 9 | 22 | 0 | 0 | 2 | 0 | 0 | 2 | 0 | 0
1 | 9 | 23 | 0 | 0 | 2 | 0 | 0 | 2 | 0 | 0
1 | 10 | 0 | 0 | 0 | 1 | 0 | 0 | 1 | 0 | 0
1 | 10 | 1 | 0 | 0 | 1 | 0 | 0 | 1 | 0 | 0
1 | 10 | 2 | 0 | 0 | 1 | 0 | 0 | 1 | 0 | 0
1 | 10 | 3 | 0 | 0 | 0 | 0 | 0 | 0 | 0 | 0
1 | 10 | 4 | 0 | 0 | 0 | 0 | 0 | 0 | 0 | 0
1 | 10 | 5 | 0 | 0 | 0 | 0 | 0 | 0 | 0 | 0
1 | 10 | 6 | 0 | 0 | 1 | 0 | 0 | 1 | 0 | 0
1 | 10 | 7 | 600 | 24 | 4 | 0 | 199.743 | 9.455 | 152.564 | 144.286
1 | 10 | 8 | 869 | 39 | 7 | 0 | 462.437 | 24.655 | 375.085 | 360.622
1 | 10 | 9 | 970 | 46 | 11 | 1 | 675.842 | 32.187 | 549.985 | 529.368
1 | 10 | 10 | 1011 | 52 | 14 | 1 | 823.677 | 40.177 | 652.102 | 627.366
1 | 10 | 11 | 1029 | 54 | 16 | 2 | 897.448 | 40.328 | 712.379 | 685.03
1 | 10 | 12 | 1027 | 55 | 17 | 2 | 892.27 | 41.366 | 704.386 | 677.392
1 | 10 | 13 | 1006 | 53 | 17 | 2 | 807.392 | 39.243 | 641.572 | 617.279
1 | 10 | 14 | 957 | 48 | 16 | 1 | 649.255 | 37.652 | 512.609 | 493.403
1 | 10 | 15 | 844 | 39 | 12 | 1 | 426.877 | 26.579 | 339.403 | 326.056
1 | 10 | 16 | 511 | 20 | 8 | 1 | 161.381 | 13.194 | 118.997 | 111.492
1 | 10 | 17 | 0 | 0 | 6 | 0 | 0 | 6 | 0 | 0
1 | 10 | 18 | 0 | 0 | 5 | 0 | 0 | 5 | 0 | 0
1 | 10 | 19 | 0 | 0 | 4 | 0 | 0 | 4 | 0 | 0
1 | 10 | 20 | 0 | 0 | 3 | 0 | 0 | 3 | 0 | 0
1 | 10 | 21 | 0 | 0 | 3 | 0 | 0 | 3 | 0 | 0
1 | 10 | 22 | 0 | 0 | 3 | 0 | 0 | 3 | 0 | 0
1 | 10 | 23 | 0 | 0 | 3 | 0 | 0 | 3 | 0 | 0
1 | 11 | 0 | 0 | 0 | 3 | 0 | 0 | 3 | 0 | 0
1 | 11 | 1 | 0 | 0 | 3 | 0 | 0 | 3 | 0 | 0
1 | 11 | 2 | 0 | 0 | 3 | 0 | 0 | 3 | 0 | 0
1 | 11 | 3 | 0 | 0 | 2 | 0 | 0 | 2 | 0 | 0
1 | 11 | 4 | 0 | 0 | 2 | 0 | 0 | 2 | 0 | 0
1 | 11 | 5 | 0 | 0 | 2 | 0 | 0 | 2 | 0 | 0
1 | 11 | 6 | 0 | 0 | 3 | 0 | 0 | 3 | 0 | 0
1 | 11 | 7 | 608 | 20 | 6 | 0 | 196.018 | 11.298 | 147.481 | 139.322
1 | 11 | 8 | 864 | 33 | 9 | 0 | 452.373 | 26.19 | 363.915 | 349.806
1 | 11 | 9 | 962 | 39 | 12 | 1 | 662.388 | 32.699 | 537.594 | 517.451
1 | 11 | 10 | 787 | 103 | 15 | 2 | 722.154 | 34.483 | 588.75 | 566.616
1 | 11 | 11 | 656 | 163 | 17 | 3 | 733.57 | 34.553 | 599.94 | 577.357
1 | 11 | 12 | 731 | 138 | 18 | 3 | 763.416 | 36.235 | 618.935 | 595.58
1 | 11 | 13 | 616 | 147 | 17 | 3 | 638.503 | 32.468 | 525.797 | 506.099
1 | 11 | 14 | 485 | 134 | 16 | 3 | 462.567 | 27.081 | 387.201 | 372.348
1 | 11 | 15 | 823 | 37 | 13 | 2 | 416.967 | 23.973 | 335.884 | 322.644
1 | 11 | 16 | 494 | 20 | 9 | 1 | 157.542 | 14.004 | 116.04 | 108.601
1 | 11 | 17 | 0 | 0 | 7 | 0 | 0 | 7 | 0 | 0
1 | 11 | 18 | 0 | 0 | 5 | 0 | 0 | 5 | 0 | 0
1 | 11 | 19 | 0 | 0 | 5 | 0 | 0 | 5 | 0 | 0
1 | 11 | 20 | 0 | 0 | 4 | 0 | 0 | 4 | 0 | 0
1 | 11 | 21 | 0 | 0 | 4 | 0 | 0 | 4 | 0 | 0
1 | 11 | 22 | 0 | 0 | 4 | 0 | 0 | 4 | 0 | 0
1 | 11 | 23 | 0 | 0 | 4 | 0 | 0 | 4 | 0 | 0
1 | 12 | 0 | 0 | 0 | 4 | 0 | 0 | 4 | 0 | 0
1 | 12 | 1 | 0 | 0 | 4 | 0 | 0 | 4 | 0 | 0
1 | 12 | 2 | 0 | 0 | 3 | 0 | 0 | 3 | 0 | 0
1 | 12 | 3 | 0 | 0 | 3 | 0 | 0 | 3 | 0 | 0
1 | 12 | 4 | 0 | 0 | 3 | 0 | 0 | 3 | 0 | 0
1 | 12 | 5 | 0 | 0 | 3 | 0 | 0 | 3 | 0 | 0
1 | 12 | 6 | 0 | 0 | 4 | 0 | 0 | 4 | 0 | 0
1 | 12 | 7 | 594 | 22 | 6 | 0 | 194.703 | 11.25 | 147.018 | 138.87
1 | 12 | 8 | 857 | 37 | 8 | 0 | 454.18 | 25.285 | 367.211 | 352.998
1 | 12 | 9 | 962 | 43 | 11 | 1 | 667.892 | 31.917 | 544.254 | 523.857
1 | 12 | 10 | 645 | 144 | 14 | 1 | 665.917 | 35.642 | 540.25 | 520.006
1 | 12 | 11 | 1030 | 48 | 16 | 2 | 893.724 | 39.768 | 711.51 | 684.2
1 | 12 | 12 | 1027 | 48 | 17 | 3 | 887.325 | 38.459 | 710.95 | 683.665
1 | 12 | 13 | 1004 | 47 | 17 | 3 | 802.742 | 36.527 | 646.773 | 622.262
1 | 12 | 14 | 950 | 44 | 16 | 2 | 644.381 | 33.902 | 518.613 | 499.184
1 | 12 | 15 | 836 | 37 | 12 | 1 | 424.749 | 26.49 | 338.423 | 325.106
1 | 12 | 16 | 523 | 19 | 8 | 0 | 163.821 | 16.635 | 118.791 | 111.29
1 | 12 | 17 | 0 | 0 | 7 | 0 | 0 | 7 | 0 | 0
1 | 12 | 18 | 0 | 0 | 6 | 0 | 0 | 6 | 0 | 0
1 | 12 | 19 | 0 | 0 | 5 | 0 | 0 | 5 | 0 | 0
1 | 12 | 20 | 0 | 0 | 5 | 0 | 0 | 5 | 0 | 0
1 | 12 | 21 | 0 | 0 | 4 | 0 | 0 | 4 | 0 | 0
1 | 12 | 22 | 0 | 0 | 4 | 0 | 0 | 4 | 0 | 0
1 | 12 | 23 | 0 | 0 | 4 | 0 | 0 | 4 | 0 | 0
1 | 13 | 0 | 0 | 0 | 4 | 0 | 0 | 4 | 0 | 0
1 | 13 | 1 | 0 | 0 | 5 | 0 | 0 | 5 | 0 | 0
1 | 13 | 2 | 0 | 0 | 5 | 0 | 0 | 5 | 0 | 0
1 | 13 | 3 | 0 | 0 | 5 | 0 | 0 | 5 | 0 | 0
1 | 13 | 4 | 0 | 0 | 5 | 0 | 0 | 5 | 0 | 0
1 | 13 | 5 | 0 | 0 | 5 | 1 | 0 | 5 | 0 | 0
1 | 13 | 6 | 0 | 0 | 5 | 1 | 0 | 5 | 0 | 0
1 | 13 | 7 | 639 | 22 | 8 | 1 | 206.608 | 12.335 | 154.788 | 146.457
1 | 13 | 8 | 899 | 36 | 11 | 1 | 472.814 | 24.896 | 382.811 | 368.1
1 | 13 | 9 | 998 | 41 | 15 | 1 | 688.857 | 36.415 | 549.048 | 528.468
1 | 13 | 10 | 1042 | 45 | 18 | 1 | 841.274 | 44.468 | 651.647 | 626.931
1 | 13 | 11 | 684 | 156 | 20 | 1 | 750.618 | 44.432 | 584.062 | 562.114
1 | 13 | 12 | 1055 | 47 | 21 | 1 | 910.594 | 49.424 | 689.512 | 663.171
1 | 13 | 13 | 1029 | 47 | 21 | 1 | 823.473 | 47.658 | 626.876 | 603.195
1 | 13 | 14 | 592 | 113 | 20 | 0 | 510.871 | 42.909 | 395.017 | 379.91
1 | 13 | 15 | 322 | 92 | 16 | 0 | 260.037 | 28.668 | 210.523 | 200.811
1 | 13 | 16 | 345 | 24 | 13 | 0 | 127.372 | 18.493 | 94.821 | 87.846
1 | 13 | 17 | 0 | 0 | 12 | 0 | 0 | 12 | 0 | 0
1 | 13 | 18 | 0 | 0 | 11 | 0 | 0 | 11 | 0 | 0
1 | 13 | 19 | 0 | 0 | 10 | 1 | 0 | 10 | 0 | 0
1 | 13 | 20 | 0 | 0 | 9 | 1 | 0 | 9 | 0 | 0
1 | 13 | 21 | 0 | 0 | 9 | 1 | 0 | 9 | 0 | 0
1 | 13 | 22 | 0 | 0 | 9 | 1 | 0 | 9 | 0 | 0
1 | 13 | 23 | 0 | 0 | 9 | 1 | 0 | 9 | 0 | 0
1 | 14 | 0 | 0 | 0 | 10 | 1 | 0 | 10 | 0 | 0
1 | 14 | 1 | 0 | 0 | 10 | 1 | 0 | 10 | 0 | 0
1 | 14 | 2 | 0 | 0 | 10 | 1 | 0 | 10 | 0 | 0
1 | 14 | 3 | 0 | 0 | 10 | 1 | 0 | 10 | 0 | 0
1 | 14 | 4 | 0 | 0 | 10 | 1 | 0 | 10 | 0 | 0
1 | 14 | 5 | 0 | 0 | 10 | 1 | 0 | 10 | 0 | 0
1 | 14 | 6 | 0 | 0 | 10 | 1 | 0 | 10 | 0 | 0
1 | 14 | 7 | 23 | 35 | 12 | 0 | 43.618 | 9.825 | 38.937 | 33.107
1 | 14 | 8 | 220 | 110 | 15 | 0 | 232.957 | 22.423 | 196.737 | 187.377
1 | 14 | 9 | 829 | 65 | 18 | 1 | 615.351 | 36.113 | 491.928 | 473.48
1 | 14 | 10 | 842 | 89 | 21 | 1 | 750.154 | 44.46 | 581.552 | 559.703
1 | 14 | 11 | 771 | 129 | 22 | 2 | 792.097 | 43.237 | 620.041 | 596.641
1 | 14 | 12 | 815 | 113 | 22 | 2 | 802.792 | 43.623 | 626.998 | 603.311
1 | 14 | 13 | 509 | 181 | 21 | 2 | 597.419 | 37.556 | 480.295 | 462.267
1 | 14 | 14 | 373 | 158 | 19 | 1 | 414.675 | 32.757 | 338.738 | 325.411
1 | 14 | 15 | 497 | 74 | 17 | 0 | 321.999 | 31.034 | 255.143 | 244.242
1 | 14 | 16 | 156 | 29 | 15 | 0 | 83.282 | 19.375 | 65.367 | 59.01
1 | 14 | 17 | 0 | 0 | 14 | 0 | 0 | 14 | 0 | 0
1 | 14 | 18 | 0 | 0 | 14 | 0 | 0 | 14 | 0 | 0
1 | 14 | 19 | 0 | 0 | 14 | 0 | 0 | 14 | 0 | 0
1 | 14 | 20 | 0 | 0 | 14 | 0 | 0 | 14 | 0 | 0
1 | 14 | 21 | 0 | 0 | 14 | 0 | 0 | 14 | 0 | 0
1 | 14 | 22 | 0 | 0 | 13 | 0 | 0 | 13 | 0 | 0
1 | 14 | 23 | 0 | 0 | 13 | 0 | 0 | 13 | 0 | 0
1 | 15 | 0 | 0 | 0 | 13 | 0 | 0 | 13 | 0 | 0
1 | 15 | 1 | 0 | 0 | 13 | 0 | 0 | 13 | 0 | 0
1 | 15 | 2 | 0 | 0 | 12 | 0 | 0 | 12 | 0 | 0
1 | 15 | 3 | 0 | 0 | 11 | 1 | 0 | 11 | 0 | 0
1 | 15 | 4 | 0 | 0 | 10 | 1 | 0 | 10 | 0 | 0
1 | 15 | 5 | 0 | 0 | 10 | 1 | 0 | 10 | 0 | 0
1 | 15 | 6 | 0 | 0 | 10 | 1 | 0 | 10 | 0 | 0
1 | 15 | 7 | 0 | 18 | 12 | 1 | 17.052 | 9.99 | 15.685 | 10.296
1 | 15 | 8 | 164 | 114 | 15 | 1 | 204.996 | 19.432 | 176.33 | 167.479
1 | 15 | 9 | 859 | 74 | 18 | 2 | 645.595 | 34.022 | 521.621 | 502.079
1 | 15 | 10 | 863 | 101 | 19 | 2 | 780.602 | 39.756 | 619.989 | 596.591
1 | 15 | 11 | 705 | 152 | 19 | 2 | 765.474 | 39.78 | 610 | 587.01
1 | 15 | 12 | 404 | 241 | 18 | 1 | 604.649 | 38.093 | 486.351 | 468.105
1 | 15 | 13 | 442 | 202 | 17 | 1 | 571.747 | 35.494 | 464.676 | 447.202
1 | 15 | 14 | 438 | 149 | 15 | 1 | 454.349 | 29.944 | 375.951 | 361.461
1 | 15 | 15 | 318 | 95 | 13 | 1 | 262.994 | 21.543 | 220.576 | 210.603
1 | 15 | 16 | 185 | 31 | 11 | 1 | 93.243 | 13.04 | 74.77 | 68.219
1 | 15 | 17 | 0 | 0 | 11 | 0 | 0 | 11 | 0 | 0
1 | 15 | 18 | 0 | 0 | 11 | 0 | 0 | 11 | 0 | 0
1 | 15 | 19 | 0 | 0 | 10 | 0 | 0 | 10 | 0 | 0
1 | 15 | 20 | 0 | 0 | 9 | 0 | 0 | 9 | 0 | 0
1 | 15 | 21 | 0 | 0 | 9 | 0 | 0 | 9 | 0 | 0
1 | 15 | 22 | 0 | 0 | 9 | 0 | 0 | 9 | 0 | 0
1 | 15 | 23 | 0 | 0 | 9 | 1 | 0 | 9 | 0 | 0
1 | 16 | 0 | 0 | 0 | 9 | 1 | 0 | 9 | 0 | 0
1 | 16 | 1 | 0 | 0 | 8 | 1 | 0 | 8 | 0 | 0
1 | 16 | 2 | 0 | 0 | 8 | 1 | 0 | 8 | 0 | 0
1 | 16 | 3 | 0 | 0 | 8 | 0 | 0 | 8 | 0 | 0
1 | 16 | 4 | 0 | 0 | 8 | 0 | 0 | 8 | 0 | 0
1 | 16 | 5 | 0 | 0 | 7 | 0 | 0 | 7 | 0 | 0
1 | 16 | 6 | 0 | 0 | 7 | 0 | 0 | 7 | 0 | 0
1 | 16 | 7 | 0 | 3 | 8 | 0 | 2.835 | 3.777 | 2.679 | 0
1 | 16 | 8 | 0 | 23 | 9 | 0 | 21.787 | 5.665 | 20.42 | 14.943
1 | 16 | 9 | 0 | 59 | 10 | 0 | 56.017 | 8.592 | 51.842 | 45.757
1 | 16 | 10 | 0 | 97 | 11 | 0 | 92.658 | 12.23 | 84.39 | 77.638
1 | 16 | 11 | 0 | 99 | 11 | 1 | 94.482 | 12.124 | 86.092 | 79.304
1 | 16 | 12 | 0 | 104 | 12 | 1 | 99.46 | 13.317 | 90.148 | 83.274
1 | 16 | 13 | 0 | 124 | 11 | 1 | 119.982 | 13.021 | 108.892 | 101.612
1 | 16 | 14 | 0 | 51 | 10 | 0 | 48.403 | 10.185 | 44.483 | 38.545
1 | 16 | 15 | 0 | 53 | 9 | 0 | 50.31 | 7.799 | 46.721 | 40.738
1 | 16 | 16 | 0 | 22 | 8 | 0 | 20.86 | 5.312 | 19.582 | 14.121
1 | 16 | 17 | 0 | 0 | 8 | 0 | 0 | 8 | 0 | 0
1 | 16 | 18 | 0 | 0 | 8 | 0 | 0 | 8 | 0 | 0
1 | 16 | 19 | 0 | 0 | 8 | 0 | 0 | 8 | 0 | 0
1 | 16 | 20 | 0 | 0 | 8 | 0 | 0 | 8 | 0 | 0
1 | 16 | 21 | 0 | 0 | 8 | 0 | 0 | 8 | 0 | 0
1 | 16 | 22 | 0 | 0 | 8 | 0 | 0 | 8 | 0 | 0
1 | 16 | 23 | 0 | 0 | 8 | 0 | 0 | 8 | 0 | 0
1 | 17 | 0 | 0 | 0 | 8 | 0 | 0 | 8 | 0 | 0
1 | 17 | 1 | 0 | 0 | 8 | 0 | 0 | 8 | 0 | 0
1 | 17 | 2 | 0 | 0 | 8 | 0 | 0 | 8 | 0 | 0
1 | 17 | 3 | 0 | 0 | 8 | 0 | 0 | 8 | 0 | 0
1 | 17 | 4 | 0 | 0 | 8 | 0 | 0 | 8 | 0 | 0
1 | 17 | 5 | 0 | 0 | 8 | 0 | 0 | 8 | 0 | 0
1 | 17 | 6 | 0 | 0 | 9 | 0 | 0 | 9 | 0 | 0
1 | 17 | 7 | 0 | 30 | 11 | 0 | 29.145 | 8.106 | 27.029 | 21.428
1 | 17 | 8 | 28 | 107 | 14 | 0 | 126.03 | 16.538 | 111.831 | 104.485
1 | 17 | 9 | 34 | 169 | 15 | 1 | 199.543 | 19.827 | 175.216 | 166.392
1 | 17 | 10 | 13 | 182 | 16 | 2 | 190.413 | 19.985 | 167.392 | 158.758
1 | 17 | 11 | 1 | 138 | 17 | 2 | 134.544 | 19.441 | 118.618 | 111.121
1 | 17 | 12 | 1 | 136 | 16 | 2 | 132.515 | 18.176 | 117.505 | 110.033
1 | 17 | 13 | 0 | 21 | 16 | 1 | 19.918 | 14.943 | 17.922 | 12.492
1 | 17 | 14 | 402 | 158 | 15 | 0 | 443.621 | 30.331 | 366.845 | 352.644
1 | 17 | 15 | 338 | 96 | 13 | 0 | 274.733 | 25.716 | 226 | 215.884
1 | 17 | 16 | 0 | 13 | 12 | 0 | 12.306 | 13.006 | 11.169 | 5.864
1 | 17 | 17 | 0 | 0 | 12 | 0 | 0 | 12 | 0 | 0
1 | 17 | 18 | 0 | 0 | 12 | 0 | 0 | 12 | 0 | 0
1 | 17 | 19 | 0 | 0 | 11 | 0 | 0 | 11 | 0 | 0
1 | 17 | 20 | 0 | 0 | 11 | 0 | 0 | 11 | 0 | 0
1 | 17 | 21 | 0 | 0 | 11 | 0 | 0 | 11 | 0 | 0
1 | 17 | 22 | 0 | 0 | 11 | 0 | 0 | 11 | 0 | 0
1 | 17 | 23 | 0 | 0 | 11 | 0 | 0 | 11 | 0 | 0
1 | 18 | 0 | 0 | 0 | 11 | 0 | 0 | 11 | 0 | 0
1 | 18 | 1 | 0 | 0 | 11 | 0 | 0 | 11 | 0 | 0
1 | 18 | 2 | 0 | 0 | 11 | 0 | 0 | 11 | 0 | 0
1 | 18 | 3 | 0 | 0 | 11 | 0 | 0 | 11 | 0 | 0
1 | 18 | 4 | 0 | 0 | 11 | 0 | 0 | 11 | 0 | 0
1 | 18 | 5 | 0 | 0 | 11 | 0 | 0 | 11 | 0 | 0
1 | 18 | 6 | 0 | 0 | 11 | 0 | 0 | 11 | 0 | 0
1 | 18 | 7 | 41 | 37 | 12 | 0 | 54.176 | 10.336 | 47.599 | 41.599
1 | 18 | 8 | 369 | 99 | 15 | 0 | 297.214 | 25.094 | 245.639 | 234.997
1 | 18 | 9 | 594 | 122 | 17 | 1 | 534.174 | 33.024 | 435.123 | 418.675
1 | 18 | 10 | 474 | 201 | 19 | 2 | 600.252 | 34.858 | 489.561 | 471.199
1 | 18 | 11 | 499 | 217 | 20 | 3 | 668.643 | 35.704 | 544.223 | 523.828
1 | 18 | 12 | 311 | 266 | 20 | 3 | 559.723 | 33.364 | 461.128 | 443.779
1 | 18 | 13 | 490 | 193 | 20 | 3 | 600.918 | 34.051 | 491.88 | 473.434
1 | 18 | 14 | 49 | 174 | 19 | 3 | 214.805 | 24.114 | 184.74 | 175.681
1 | 18 | 15 | 10 | 98 | 17 | 2 | 102.621 | 18.652 | 90.523 | 83.641
1 | 18 | 16 | 0 | 31 | 13 | 1 | 30.732 | 12.065 | 28.01 | 22.39
1 | 18 | 17 | 0 | 0 | 11 | 1 | 0 | 11 | 0 | 0
1 | 18 | 18 | 0 | 0 | 11 | 1 | 0 | 11 | 0 | 0
1 | 18 | 19 | 0 | 0 | 10 | 1 | 0 | 10 | 0 | 0
1 | 18 | 20 | 0 | 0 | 10 | 0 | 0 | 10 | 0 | 0
1 | 18 | 21 | 0 | 0 | 10 | 0 | 0 | 10 | 0 | 0
1 | 18 | 22 | 0 | 0 | 9 | 0 | 0 | 9 | 0 | 0
1 | 18 | 23 | 0 | 0 | 9 | 0 | 0 | 9 | 0 | 0
1 | 19 | 0 | 0 | 0 | 9 | 0 | 0 | 9 | 0 | 0
1 | 19 | 1 | 0 | 0 | 9 | 0 | 0 | 9 | 0 | 0
1 | 19 | 2 | 0 | 0 | 8 | 0 | 0 | 8 | 0 | 0
1 | 19 | 3 | 0 | 0 | 8 | 0 | 0 | 8 | 0 | 0
1 | 19 | 4 | 0 | 0 | 8 | 0 | 0 | 8 | 0 | 0
1 | 19 | 5 | 0 | 0 | 8 | 0 | 0 | 8 | 0 | 0
1 | 19 | 6 | 0 | 0 | 8 | 0 | 0 | 8 | 0 | 0
1 | 19 | 7 | 52 | 38 | 10 | 0 | 58.309 | 8.423 | 51.245 | 45.172
1 | 19 | 8 | 220 | 114 | 13 | 0 | 237.334 | 20.74 | 202.165 | 192.667
1 | 19 | 9 | 530 | 139 | 16 | 1 | 509.306 | 31.032 | 419.344 | 403.432
1 | 19 | 10 | 730 | 126 | 17 | 1 | 716.102 | 39.26 | 570.648 | 549.229
1 | 19 | 11 | 320 | 267 | 18 | 1 | 569.175 | 36.859 | 460.921 | 443.58
1 | 19 | 12 | 1008 | 57 | 19 | 2 | 897.466 | 42.439 | 705.236 | 678.204
1 | 19 | 13 | 987 | 54 | 19 | 2 | 814.64 | 41.349 | 641.463 | 617.175
1 | 19 | 14 | 935 | 49 | 18 | 2 | 657.225 | 36.197 | 524.52 | 504.87
1 | 19 | 15 | 326 | 100 | 16 | 1 | 275.103 | 25.866 | 226.666 | 216.532
1 | 19 | 16 | 40 | 34 | 13 | 1 | 50.045 | 13.688 | 43.173 | 37.26
1 | 19 | 17 | 0 | 0 | 11 | 0 | 0 | 11 | 0 | 0
1 | 19 | 18 | 0 | 0 | 11 | 0 | 0 | 11 | 0 | 0
1 | 19 | 19 | 0 | 0 | 11 | 0 | 0 | 11 | 0 | 0
1 | 19 | 20 | 0 | 0 | 10 | 0 | 0 | 10 | 0 | 0
1 | 19 | 21 | 0 | 0 | 10 | 0 | 0 | 10 | 0 | 0
1 | 19 | 22 | 0 | 0 | 10 | 0 | 0 | 10 | 0 | 0
1 | 19 | 23 | 0 | 0 | 10 | 0 | 0 | 10 | 0 | 0
1 | 20 | 0 | 0 | 0 | 9 | 0 | 0 | 9 | 0 | 0
1 | 20 | 1 | 0 | 0 | 9 | 0 | 0 | 9 | 0 | 0
1 | 20 | 2 | 0 | 0 | 9 | 0 | 0 | 9 | 0 | 0
1 | 20 | 3 | 0 | 0 | 9 | 0 | 0 | 9 | 0 | 0
1 | 20 | 4 | 0 | 0 | 8 | 0 | 0 | 8 | 0 | 0
1 | 20 | 5 | 0 | 0 | 8 | 0 | 0 | 8 | 0 | 0
1 | 20 | 6 | 0 | 0 | 8 | 0 | 0 | 8 | 0 | 0
1 | 20 | 7 | 527 | 27 | 10 | 0 | 182.284 | 14.735 | 137.006 | 129.091
1 | 20 | 8 | 254 | 112 | 12 | 1 | 251.079 | 18.777 | 215.258 | 205.423
1 | 20 | 9 | 359 | 174 | 14 | 1 | 430.666 | 26.746 | 362.977 | 348.898
1 | 20 | 10 | 148 | 254 | 17 | 2 | 394.325 | 27.219 | 334.551 | 321.351
1 | 20 | 11 | 282 | 276 | 18 | 3 | 548.759 | 30.466 | 458.618 | 441.357
1 | 20 | 12 | 121 | 283 | 18 | 4 | 402.497 | 26.494 | 343.059 | 329.599
1 | 20 | 13 | 59 | 233 | 17 | 4 | 291.745 | 22.784 | 252.977 | 242.136
1 | 20 | 14 | 148 | 192 | 15 | 3 | 306.969 | 21.509 | 266.327 | 255.117
1 | 20 | 15 | 69 | 113 | 14 | 3 | 152.114 | 16.805 | 133.821 | 125.98
1 | 20 | 16 | 0 | 22 | 12 | 2 | 20.856 | 11.07 | 19.093 | 13.64
1 | 20 | 17 | 0 | 0 | 11 | 1 | 0 | 11 | 0 | 0
1 | 20 | 18 | 0 | 0 | 10 | 1 | 0 | 10 | 0 | 0
1 | 20 | 19 | 0 | 0 | 9 | 1 | 0 | 9 | 0 | 0
1 | 20 | 20 | 0 | 0 | 9 | 1 | 0 | 9 | 0 | 0
1 | 20 | 21 | 0 | 0 | 9 | 1 | 0 | 9 | 0 | 0
1 | 20 | 22 | 0 | 0 | 9 | 1 | 0 | 9 | 0 | 0
1 | 20 | 23 | 0 | 0 | 9 | 1 | 0 | 9 | 0 | 0
1 | 21 | 0 | 0 | 0 | 9 | 1 | 0 | 9 | 0 | 0
1 | 21 | 1 | 0 | 0 | 8 | 1 | 0 | 8 | 0 | 0
1 | 21 | 2 | 0 | 0 | 8 | 1 | 0 | 8 | 0 | 0
1 | 21 | 3 | 0 | 0 | 8 | 1 | 0 | 8 | 0 | 0
1 | 21 | 4 | 0 | 0 | 8 | 1 | 0 | 8 | 0 | 0
1 | 21 | 5 | 0 | 0 | 8 | 1 | 0 | 8 | 0 | 0
1 | 21 | 6 | 0 | 0 | 8 | 2 | 0 | 8 | 0 | 0
1 | 21 | 7 | 271 | 38 | 8 | 2 | 126.234 | 9.417 | 102.108 | 94.976
1 | 21 | 8 | 120 | 119 | 9 | 2 | 189.41 | 12.653 | 168.904 | 160.234
1 | 21 | 9 | 187 | 195 | 11 | 3 | 336.181 | 17.948 | 296.259 | 284.197
1 | 21 | 10 | 399 | 224 | 13 | 3 | 561.079 | 25.677 | 478.618 | 460.65
1 | 21 | 11 | 788 | 130 | 14 | 3 | 816.672 | 33.158 | 672.719 | 647.105
1 | 21 | 12 | 482 | 226 | 15 | 3 | 666.749 | 31.298 | 554.629 | 533.833
1 | 21 | 13 | 654 | 150 | 15 | 3 | 685.058 | 31.354 | 567.888 | 546.577
1 | 21 | 14 | 415 | 163 | 14 | 3 | 461.199 | 25.192 | 391.16 | 376.179
1 | 21 | 15 | 376 | 98 | 12 | 2 | 297.862 | 19.794 | 252.028 | 241.213
1 | 21 | 16 | 250 | 35 | 10 | 1 | 115.565 | 12.968 | 91.782 | 84.873
1 | 21 | 17 | 0 | 0 | 8 | 1 | 0 | 8 | 0 | 0
1 | 21 | 18 | 0 | 0 | 7 | 2 | 0 | 7 | 0 | 0
1 | 21 | 19 | 0 | 0 | 7 | 2 | 0 | 7 | 0 | 0
1 | 21 | 20 | 0 | 0 | 6 | 2 | 0 | 6 | 0 | 0
1 | 21 | 21 | 0 | 0 | 6 | 2 | 0 | 6 | 0 | 0
1 | 21 | 22 | 0 | 0 | 5 | 1 | 0 | 5 | 0 | 0
1 | 21 | 23 | 0 | 0 | 5 | 1 | 0 | 5 | 0 | 0
1 | 22 | 0 | 0 | 0 | 5 | 0 | 0 | 5 | 0 | 0
1 | 22 | 1 | 0 | 0 | 5 | 0 | 0 | 5 | 0 | 0
1 | 22 | 2 | 0 | 0 | 5 | 0 | 0 | 5 | 0 | 0
1 | 22 | 3 | 0 | 0 | 4 | 0 | 0 | 4 | 0 | 0
1 | 22 | 4 | 0 | 0 | 4 | 0 | 0 | 4 | 0 | 0
1 | 22 | 5 | 0 | 0 | 4 | 0 | 0 | 4 | 0 | 0
1 | 22 | 6 | 0 | 0 | 4 | 0 | 0 | 4 | 0 | 0
1 | 22 | 7 | 0 | 30 | 5 | 0 | 28.823 | 1.851 | 27.459 | 21.849
1 | 22 | 8 | 51 | 115 | 7 | 0 | 145.71 | 10.319 | 132.428 | 124.619
1 | 22 | 9 | 268 | 190 | 10 | 0 | 390.956 | 24.525 | 333.677 | 320.504
1 | 22 | 10 | 441 | 215 | 12 | 1 | 592.899 | 30.368 | 494.512 | 475.97
1 | 22 | 11 | 388 | 258 | 13 | 1 | 616.189 | 32.918 | 508.733 | 489.671
1 | 22 | 12 | 477 | 230 | 14 | 1 | 668.041 | 35.482 | 544.492 | 524.086
1 | 22 | 13 | 311 | 242 | 14 | 2 | 514.549 | 28.191 | 433.987 | 417.579
1 | 22 | 14 | 129 | 195 | 14 | 1 | 298.425 | 23.932 | 256.234 | 245.303
1 | 22 | 15 | 130 | 118 | 12 | 0 | 192.524 | 20.408 | 165.521 | 156.933
1 | 22 | 16 | 0 | 35 | 9 | 0 | 34.7 | 9.806 | 31.943 | 26.248
1 | 22 | 17 | 0 | 0 | 7 | 0 | 0 | 7 | 0 | 0
1 | 22 | 18 | 0 | 0 | 6 | 0 | 0 | 6 | 0 | 0
1 | 22 | 19 | 0 | 0 | 5 | 0 | 0 | 5 | 0 | 0
1 | 22 | 20 | 0 | 0 | 5 | 0 | 0 | 5 | 0 | 0
1 | 22 | 21 | 0 | 0 | 4 | 0 | 0 | 4 | 0 | 0
1 | 22 | 22 | 0 | 0 | 4 | 0 | 0 | 4 | 0 | 0
1 | 22 | 23 | 0 | 0 | 4 | 0 | 0 | 4 | 0 | 0
1 | 23 | 0 | 0 | 0 | 4 | 0 | 0 | 4 | 0 | 0
1 | 23 | 1 | 0 | 0 | 5 | 0 | 0 | 5 | 0 | 0
1 | 23 | 2 | 0 | 0 | 5 | 0 | 0 | 5 | 0 | 0
1 | 23 | 3 | 0 | 0 | 5 | 0 | 0 | 5 | 0 | 0
1 | 23 | 4 | 0 | 0 | 5 | 0 | 0 | 5 | 0 | 0
1 | 23 | 5 | 0 | 0 | 5 | 0 | 0 | 5 | 0 | 0
1 | 23 | 6 | 0 | 0 | 6 | 0 | 0 | 6 | 0 | 0
1 | 23 | 7 | 302 | 35 | 8 | 0 | 132.066 | 10.301 | 105.467 | 98.262
1 | 23 | 8 | 225 | 117 | 11 | 0 | 243.137 | 19.733 | 208.159 | 198.508
1 | 23 | 9 | 466 | 157 | 14 | 0 | 490.091 | 32.686 | 400.927 | 385.626
1 | 23 | 10 | 175 | 259 | 16 | 1 | 420.766 | 29.526 | 353.026 | 339.258
1 | 23 | 11 | 100 | 285 | 17 | 1 | 387.278 | 29.164 | 325.983 | 313.042
1 | 23 | 12 | 238 | 287 | 17 | 2 | 514.94 | 30.238 | 430.94 | 414.635
1 | 23 | 13 | 362 | 234 | 17 | 2 | 544.919 | 31.421 | 452.404 | 435.36
1 | 23 | 14 | 152 | 198 | 16 | 2 | 316.837 | 24.553 | 271.109 | 259.765
1 | 23 | 15 | 119 | 120 | 15 | 1 | 189.693 | 20.498 | 163.295 | 154.761
1 | 23 | 16 | 101 | 39 | 13 | 0 | 76.055 | 15.498 | 63.069 | 56.759
1 | 23 | 17 | 0 | 0 | 11 | 0 | 0 | 11 | 0 | 0
1 | 23 | 18 | 0 | 0 | 10 | 0 | 0 | 10 | 0 | 0
1 | 23 | 19 | 0 | 0 | 10 | 0 | 0 | 10 | 0 | 0
1 | 23 | 20 | 0 | 0 | 10 | 0 | 0 | 10 | 0 | 0
1 | 23 | 21 | 0 | 0 | 9 | 0 | 0 | 9 | 0 | 0
1 | 23 | 22 | 0 | 0 | 9 | 0 | 0 | 9 | 0 | 0
1 | 23 | 23 | 0 | 0 | 9 | 0 | 0 | 9 | 0 | 0
1 | 24 | 0 | 0 | 0 | 8 | 0 | 0 | 8 | 0 | 0
1 | 24 | 1 | 0 | 0 | 8 | 0 | 0 | 8 | 0 | 0
1 | 24 | 2 | 0 | 0 | 8 | 0 | 0 | 8 | 0 | 0
1 | 24 | 3 | 0 | 0 | 8 | 0 | 0 | 8 | 0 | 0
1 | 24 | 4 | 0 | 0 | 8 | 0 | 0 | 8 | 0 | 0
1 | 24 | 5 | 0 | 0 | 8 | 0 | 0 | 8 | 0 | 0
1 | 24 | 6 | 0 | 0 | 8 | 0 | 0 | 8 | 0 | 0
1 | 24 | 7 | 47 | 41 | 10 | 0 | 59.923 | 8.499 | 52.997 | 46.889
1 | 24 | 8 | 428 | 97 | 12 | 1 | 324.164 | 20.489 | 273.258 | 261.853
1 | 24 | 9 | 115 | 199 | 13 | 1 | 294.128 | 21.868 | 255.161 | 244.26
1 | 24 | 10 | 189 | 260 | 14 | 2 | 432.702 | 24.817 | 371.22 | 356.88
1 | 24 | 11 | 19 | 220 | 15 | 2 | 234.801 | 20.982 | 205.502 | 195.919
1 | 24 | 12 | 166 | 288 | 16 | 2 | 456.553 | 27.23 | 387.742 | 372.872
1 | 24 | 13 | 319 | 240 | 17 | 2 | 519.486 | 30.576 | 433.206 | 416.824
1 | 24 | 14 | 314 | 186 | 16 | 2 | 416.392 | 27.101 | 350.836 | 337.137
1 | 24 | 15 | 170 | 121 | 14 | 1 | 215.306 | 20.829 | 184.189 | 175.144
1 | 24 | 16 | 0 | 38 | 12 | 0 | 37.796 | 13.203 | 34.275 | 28.535
1 | 24 | 17 | 0 | 0 | 11 | 0 | 0 | 11 | 0 | 0
1 | 24 | 18 | 0 | 0 | 10 | 0 | 0 | 10 | 0 | 0
1 | 24 | 19 | 0 | 0 | 10 | 0 | 0 | 10 | 0 | 0
1 | 24 | 20 | 0 | 0 | 10 | 0 | 0 | 10 | 0 | 0
1 | 24 | 21 | 0 | 0 | 9 | 0 | 0 | 9 | 0 | 0
1 | 24 | 22 | 0 | 0 | 9 | 0 | 0 | 9 | 0 | 0
1 | 24 | 23 | 0 | 0 | 9 | 0 | 0 | 9 | 0 | 0
1 | 25 | 0 | 0 | 0 | 9 | 0 | 0 | 9 | 0 | 0
1 | 25 | 1 | 0 | 0 | 9 | 0 | 0 | 9 | 0 | 0
1 | 25 | 2 | 0 | 0 | 9 | 0 | 0 | 9 | 0 | 0
1 | 25 | 3 | 0 | 0 | 9 | 0 | 0 | 9 | 0 | 0
1 | 25 | 4 | 0 | 0 | 9 | 0 | 0 | 9 | 0 | 0
1 | 25 | 5 | 0 | 0 | 9 | 0 | 0 | 9 | 0 | 0
1 | 25 | 6 | 0 | 0 | 9 | 1 | 0 | 9 | 0 | 0
1 | 25 | 7 | 0 | 2 | 10 | 1 | 1.89 | 7.417 | 1.758 | 0
1 | 25 | 8 | 0 | 56 | 10 | 2 | 53.161 | 9.389 | 49.027 | 42.999
1 | 25 | 9 | 0 | 16 | 11 | 2 | 15.164 | 9.526 | 13.976 | 8.619
1 | 25 | 10 | 0 | 10 | 11 | 3 | 9.483 | 9.462 | 8.743 | 3.482
1 | 25 | 11 | 0 | 37 | 12 | 3 | 35.134 | 11.1 | 32.159 | 26.46
1 | 25 | 12 | 0 | 26 | 12 | 3 | 24.68 | 10.912 | 22.609 | 17.091
1 | 25 | 13 | 20 | 202 | 12 | 3 | 216.438 | 15.602 | 194.083 | 184.791
1 | 25 | 14 | 0 | 126 | 11 | 2 | 122.872 | 13.142 | 111.455 | 104.118
1 | 25 | 15 | 308 | 115 | 10 | 1 | 281.028 | 17.443 | 241.973 | 231.431
1 | 25 | 16 | 467 | 34 | 9 | 1 | 177.059 | 13.905 | 136.089 | 128.196
1 | 25 | 17 | 0 | 0 | 9 | 1 | 0 | 9 | 0 | 0
1 | 25 | 18 | 0 | 0 | 9 | 1 | 0 | 9 | 0 | 0
1 | 25 | 19 | 0 | 0 | 9 | 1 | 0 | 9 | 0 | 0
1 | 25 | 20 | 0 | 0 | 8 | 1 | 0 | 8 | 0 | 0
1 | 25 | 21 | 0 | 0 | 8 | 1 | 0 | 8 | 0 | 0
1 | 25 | 22 | 0 | 0 | 8 | 1 | 0 | 8 | 0 | 0
1 | 25 | 23 | 0 | 0 | 8 | 1 | 0 | 8 | 0 | 0
1 | 26 | 0 | 0 | 0 | 7 | 1 | 0 | 7 | 0 | 0
1 | 26 | 1 | 0 | 0 | 7 | 2 | 0 | 7 | 0 | 0
1 | 26 | 2 | 0 | 0 | 6 | 2 | 0 | 6 | 0 | 0
1 | 26 | 3 | 0 | 0 | 5 | 2 | 0 | 5 | 0 | 0
1 | 26 | 4 | 0 | 0 | 4 | 1 | 0 | 4 | 0 | 0
1 | 26 | 5 | 0 | 0 | 3 | 1 | 0 | 3 | 0 | 0
1 | 26 | 6 | 0 | 0 | 3 | 1 | 0 | 3 | 0 | 0
1 | 26 | 7 | 625 | 27 | 5 | 2 | 209.572 | 8.741 | 160.933 | 152.455
1 | 26 | 8 | 372 | 106 | 7 | 2 | 307.906 | 14.227 | 268.053 | 256.794
1 | 26 | 9 | 489 | 157 | 10 | 3 | 506.733 | 21.36 | 437.501 | 420.972
1 | 26 | 10 | 1030 | 49 | 12 | 3 | 857.557 | 32.031 | 708.001 | 680.847
1 | 26 | 11 | 1051 | 50 | 13 | 3 | 940.763 | 35.743 | 765.083 | 735.339
1 | 26 | 12 | 1053 | 50 | 14 | 3 | 942.949 | 36.948 | 762.301 | 732.687
1 | 26 | 13 | 1038 | 47 | 14 | 3 | 862.769 | 35.133 | 701.613 | 674.741
1 | 26 | 14 | 996 | 44 | 14 | 2 | 707.598 | 33.771 | 572.809 | 551.306
1 | 26 | 15 | 483 | 92 | 12 | 1 | 347 | 24.419 | 286.843 | 275.053
1 | 26 | 16 | 670 | 24 | 8 | 1 | 220.077 | 14.677 | 164.151 | 155.596
1 | 26 | 17 | 0 | 0 | 6 | 0 | 0 | 6 | 0 | 0
1 | 26 | 18 | 0 | 0 | 5 | 0 | 0 | 5 | 0 | 0
1 | 26 | 19 | 0 | 0 | 5 | 0 | 0 | 5 | 0 | 0
1 | 26 | 20 | 0 | 0 | 4 | 0 | 0 | 4 | 0 | 0
1 | 26 | 21 | 0 | 0 | 3 | 0 | 0 | 3 | 0 | 0
1 | 26 | 22 | 0 | 0 | 3 | 0 | 0 | 3 | 0 | 0
1 | 26 | 23 | 0 | 0 | 2 | 0 | 0 | 2 | 0 | 0
1 | 27 | 0 | 0 | 0 | 2 | 1 | 0 | 2 | 0 | 0
1 | 27 | 1 | 0 | 0 | 2 | 1 | 0 | 2 | 0 | 0
1 | 27 | 2 | 0 | 0 | 2 | 1 | 0 | 2 | 0 | 0
1 | 27 | 3 | 0 | 0 | 1 | 1 | 0 | 1 | 0 | 0
1 | 27 | 4 | 0 | 0 | 1 | 1 | 0 | 1 | 0 | 0
1 | 27 | 5 | 0 | 0 | 1 | 1 | 0 | 1 | 0 | 0
1 | 27 | 6 | 0 | 0 | 2 | 0 | 0 | 2 | 0 | 0
1 | 27 | 7 | 630 | 27 | 5 | 0 | 211.262 | 10.977 | 160.7 | 152.228
1 | 27 | 8 | 877 | 42 | 9 | 0 | 477.785 | 27.206 | 384.393 | 369.631
1 | 27 | 9 | 975 | 49 | 12 | 0 | 699.321 | 39.258 | 550.936 | 530.283
1 | 27 | 10 | 1019 | 54 | 14 | 0 | 857.134 | 47.246 | 655.432 | 630.556
1 | 27 | 11 | 1038 | 56 | 15 | 1 | 939.545 | 45.059 | 728.939 | 700.849
1 | 27 | 12 | 1038 | 56 | 16 | 1 | 940.279 | 46.322 | 724.749 | 696.848
1 | 27 | 13 | 1018 | 54 | 16 | 2 | 858.463 | 39.706 | 682.514 | 656.477
1 | 27 | 14 | 971 | 51 | 15 | 1 | 702.317 | 38.439 | 555.856 | 535.013
1 | 27 | 15 | 874 | 43 | 13 | 0 | 481.233 | 34.638 | 374.099 | 359.667
1 | 27 | 16 | 634 | 27 | 10 | 0 | 215.264 | 21.018 | 157.202 | 148.814
1 | 27 | 17 | 0 | 0 | 8 | 0 | 0 | 8 | 0 | 0
1 | 27 | 18 | 0 | 0 | 7 | 0 | 0 | 7 | 0 | 0
1 | 27 | 19 | 0 | 0 | 7 | 0 | 0 | 7 | 0 | 0
1 | 27 | 20 | 0 | 0 | 6 | 0 | 0 | 6 | 0 | 0
1 | 27 | 21 | 0 | 0 | 6 | 0 | 0 | 6 | 0 | 0
1 | 27 | 22 | 0 | 0 | 5 | 0 | 0 | 5 | 0 | 0
1 | 27 | 23 | 0 | 0 | 5 | 1 | 0 | 5 | 0 | 0
1 | 28 | 0 | 0 | 0 | 4 | 1 | 0 | 4 | 0 | 0
1 | 28 | 1 | 0 | 0 | 3 | 1 | 0 | 3 | 0 | 0
1 | 28 | 2 | 0 | 0 | 2 | 1 | 0 | 2 | 0 | 0
1 | 28 | 3 | 0 | 0 | 1 | 1 | 0 | 1 | 0 | 0
1 | 28 | 4 | 0 | 0 | 0 | 1 | 0 | 0 | 0 | 0
1 | 28 | 5 | 0 | 0 | 0 | 1 | 0 | 0 | 0 | 0
1 | 28 | 6 | 0 | 0 | 1 | 1 | 0 | 1 | 0 | 0
1 | 28 | 7 | 653 | 26 | 3 | 2 | 216.678 | 6.939 | 167.45 | 158.816
1 | 28 | 8 | 892 | 40 | 6 | 3 | 483.617 | 16.623 | 408.654 | 393.098
1 | 28 | 9 | 986 | 47 | 9 | 3 | 705.659 | 25.536 | 594.444 | 572.082
1 | 28 | 10 | 1031 | 51 | 12 | 2 | 864.826 | 35.357 | 702.646 | 675.729
1 | 28 | 11 | 1049 | 53 | 13 | 2 | 947.509 | 38.854 | 758.846 | 729.391
1 | 28 | 12 | 1049 | 53 | 14 | 1 | 948.464 | 44.734 | 737.182 | 708.719
1 | 28 | 13 | 1030 | 52 | 14 | 1 | 868.011 | 42.525 | 680.376 | 654.432
1 | 28 | 14 | 984 | 48 | 13 | 1 | 709.719 | 36.814 | 566.422 | 545.168
1 | 28 | 15 | 891 | 41 | 11 | 0 | 489.204 | 33.075 | 383.385 | 368.655
1 | 28 | 16 | 651 | 27 | 7 | 0 | 221.305 | 18.428 | 163.74 | 155.195
1 | 28 | 17 | 0 | 0 | 5 | 1 | 0 | 5 | 0 | 0
1 | 28 | 18 | 0 | 0 | 4 | 1 | 0 | 4 | 0 | 0
1 | 28 | 19 | 0 | 0 | 3 | 1 | 0 | 3 | 0 | 0
1 | 28 | 20 | 0 | 0 | 3 | 1 | 0 | 3 | 0 | 0
1 | 28 | 21 | 0 | 0 | 3 | 1 | 0 | 3 | 0 | 0
1 | 28 | 22 | 0 | 0 | 2 | 1 | 0 | 2 | 0 | 0
1 | 28 | 23 | 0 | 0 | 2 | 1 | 0 | 2 | 0 | 0
1 | 29 | 0 | 0 | 0 | 2 | 1 | 0 | 2 | 0 | 0
1 | 29 | 1 | 0 | 0 | 1 | 1 | 0 | 1 | 0 | 0
1 | 29 | 2 | 0 | 0 | 0 | 1 | 0 | 0 | 0 | 0
1 | 29 | 3 | 0 | 0 | 0 | 1 | 0 | 0 | 0 | 0
1 | 29 | 4 | 0 | 0 | 0 | 1 | 0 | 0 | 0 | 0
1 | 29 | 5 | 0 | 0 | 0 | 1 | 0 | 0 | 0 | 0
1 | 29 | 6 | 0 | 0 | 1 | 1 | 0 | 1 | 0 | 0
1 | 29 | 7 | 654 | 28 | 4 | 1 | 219.951 | 8.773 | 169.159 | 160.483
1 | 29 | 8 | 894 | 43 | 7 | 2 | 489.396 | 19.192 | 409.087 | 393.516
1 | 29 | 9 | 988 | 51 | 10 | 2 | 713.507 | 28.905 | 591.716 | 569.463
1 | 29 | 10 | 1033 | 55 | 12 | 1 | 873.347 | 39.863 | 693.881 | 667.349
1 | 29 | 11 | 1051 | 57 | 14 | 1 | 956.481 | 44.663 | 743.735 | 714.974
1 | 29 | 12 | 1045 | 59 | 15 | 1 | 954.993 | 45.868 | 737.981 | 709.482
1 | 29 | 13 | 1020 | 58 | 14 | 2 | 870.135 | 38.144 | 697.489 | 670.799
1 | 29 | 14 | 532 | 151 | 13 | 2 | 533.121 | 28.352 | 445.571 | 428.765
1 | 29 | 15 | 631 | 73 | 11 | 1 | 405.092 | 24.392 | 333.722 | 320.548
1 | 29 | 16 | 195 | 48 | 8 | 1 | 118.119 | 11.649 | 97.937 | 90.895
1 | 29 | 17 | 0 | 0 | 6 | 0 | 0 | 6 | 0 | 0
1 | 29 | 18 | 0 | 0 | 5 | 0 | 0 | 5 | 0 | 0
1 | 29 | 19 | 0 | 0 | 5 | 0 | 0 | 5 | 0 | 0
1 | 29 | 20 | 0 | 0 | 4 | 0 | 0 | 4 | 0 | 0
1 | 29 | 21 | 0 | 0 | 4 | 0 | 0 | 4 | 0 | 0
1 | 29 | 22 | 0 | 0 | 4 | 0 | 0 | 4 | 0 | 0
1 | 29 | 23 | 0 | 0 | 4 | 0 | 0 | 4 | 0 | 0
1 | 30 | 0 | 0 | 0 | 4 | 0 | 0 | 4 | 0 | 0
1 | 30 | 1 | 0 | 0 | 4 | 0 | 0 | 4 | 0 | 0
1 | 30 | 2 | 0 | 0 | 4 | 0 | 0 | 4 | 0 | 0
1 | 30 | 3 | 0 | 0 | 3 | 0 | 0 | 3 | 0 | 0
1 | 30 | 4 | 0 | 0 | 3 | 0 | 0 | 3 | 0 | 0
1 | 30 | 5 | 0 | 0 | 3 | 0 | 0 | 3 | 0 | 0
1 | 30 | 6 | 0 | 0 | 3 | 0 | 0 | 3 | 0 | 0
1 | 30 | 7 | 75 | 48 | 4 | 1 | 75.329 | 3.817 | 67.163 | 60.77
1 | 30 | 8 | 255 | 124 | 5 | 1 | 266.15 | 11.73 | 236.23 | 225.842
1 | 30 | 9 | 161 | 210 | 7 | 1 | 336.583 | 17.01 | 298.336 | 286.214
1 | 30 | 10 | 82 | 261 | 8 | 1 | 340.534 | 18.48 | 301.2 | 288.995
1 | 30 | 11 | 664 | 187 | 9 | 1 | 789.812 | 33.085 | 651.439 | 626.732
1 | 30 | 12 | 364 | 280 | 10 | 2 | 626.717 | 27.624 | 531.068 | 511.172
1 | 30 | 13 | 114 | 270 | 10 | 2 | 376.278 | 20.491 | 329.68 | 316.628
1 | 30 | 14 | 0 | 104 | 9 | 2 | 99.972 | 11.071 | 91.519 | 84.616
1 | 30 | 15 | 0 | 74 | 8 | 2 | 70.962 | 8.228 | 65.777 | 59.412
1 | 30 | 16 | 0 | 11 | 7 | 1 | 10.407 | 5.047 | 9.78 | 4.501
1 | 30 | 17 | 0 | 0 | 7 | 1 | 0 | 7 | 0 | 0
1 | 30 | 18 | 0 | 0 | 7 | 2 | 0 | 7 | 0 | 0
1 | 30 | 19 | 0 | 0 | 7 | 2 | 0 | 7 | 0 | 0
1 | 30 | 20 | 0 | 0 | 7 | 2 | 0 | 7 | 0 | 0
1 | 30 | 21 | 0 | 0 | 7 | 2 | 0 | 7 | 0 | 0
1 | 30 | 22 | 0 | 0 | 7 | 2 | 0 | 7 | 0 | 0
1 | 30 | 23 | 0 | 0 | 7 | 2 | 0 | 7 | 0 | 0
1 | 31 | 0 | 0 | 0 | 7 | 2 | 0 | 7 | 0 | 0
1 | 31 | 1 | 0 | 0 | 7 | 2 | 0 | 7 | 0 | 0
1 | 31 | 2 | 0 | 0 | 7 | 2 | 0 | 7 | 0 | 0
1 | 31 | 3 | 0 | 0 | 7 | 2 | 0 | 7 | 0 | 0
1 | 31 | 4 | 0 | 0 | 7 | 2 | 0 | 7 | 0 | 0
1 | 31 | 5 | 0 | 0 | 7 | 2 | 0 | 7 | 0 | 0
1 | 31 | 6 | 0 | 0 | 7 | 2 | 0 | 7 | 0 | 0
1 | 31 | 7 | 306 | 43 | 7 | 2 | 141.864 | 8.847 | 115.198 | 107.777
1 | 31 | 8 | 480 | 97 | 8 | 2 | 352.275 | 16.194 | 302.901 | 290.646
1 | 31 | 9 | 678 | 113 | 10 | 3 | 590.304 | 23.46 | 503.925 | 485.039
1 | 31 | 10 | 389 | 243 | 11 | 3 | 580.501 | 24.816 | 497.608 | 478.954
1 | 31 | 11 | 546 | 224 | 12 | 3 | 728.809 | 29.236 | 612.603 | 589.507
1 | 31 | 12 | 457 | 253 | 13 | 2 | 685.842 | 31.839 | 569.421 | 548.05
1 | 31 | 13 | 567 | 191 | 13 | 2 | 674.232 | 31.407 | 559.696 | 538.704
1 | 31 | 14 | 327 | 198 | 13 | 2 | 442.831 | 25.356 | 376.665 | 362.151
1 | 31 | 15 | 567 | 86 | 11 | 1 | 390.48 | 23.504 | 324.321 | 311.431
1 | 31 | 16 | 56 | 51 | 10 | 0 | 73.437 | 14.733 | 63.359 | 57.043
1 | 31 | 17 | 0 | 0 | 8 | 0 | 0 | 8 | 0 | 0
1 | 31 | 18 | 0 | 0 | 7 | 0 | 0 | 7 | 0 | 0
1 | 31 | 19 | 0 | 0 | 6 | 0 | 0 | 6 | 0 | 0
1 | 31 | 20 | 0 | 0 | 6 | 0 | 0 | 6 | 0 | 0
1 | 31 | 21 | 0 | 0 | 5 | 0 | 0 | 5 | 0 | 0
1 | 31 | 22 | 0 | 0 | 5 | 0 | 0 | 5 | 0 | 0
1 | 31 | 23 | 0 | 0 | 5 | 0 | 0 | 5 | 0 | 0
2 | 1 | 0 | 0 | 0 | 5 | 0 | 0 | 5 | 0 | 0
2 | 1 | 1 | 0 | 0 | 5 | 0 | 0 | 5 | 0 | 0
2 | 1 | 2 | 0 | 0 | 5 | 0 | 0 | 5 | 0 | 0
2 | 1 | 3 | 0 | 0 | 5 | 0 | 0 | 5 | 0 | 0
2 | 1 | 4 | 0 | 0 | 5 | 0 | 0 | 5 | 0 | 0
2 | 1 | 5 | 0 | 0 | 4 | 0 | 0 | 4 | 0 | 0
2 | 1 | 6 | 0 | 0 | 5 | 0 | 0 | 5 | 0 | 0
2 | 1 | 7 | 299 | 45 | 8 | 0 | 142.387 | 10.803 | 115.091 | 107.673
2 | 1 | 8 | 196 | 132 | 11 | 1 | 240.683 | 17.232 | 209.379 | 199.696
2 | 1 | 9 | 545 | 150 | 14 | 2 | 540.34 | 27.481 | 453.442 | 436.363
2 | 1 | 10 | 753 | 135 | 16 | 2 | 761.303 | 36.064 | 617.241 | 593.955
2 | 1 | 11 | 659 | 194 | 17 | 2 | 796.06 | 38.569 | 639.098 | 614.909
2 | 1 | 12 | 1007 | 67 | 18 | 2 | 940.215 | 43.201 | 736.884 | 708.435
2 | 1 | 13 | 991 | 65 | 19 | 3 | 863.576 | 39.96 | 686.285 | 660.085
2 | 1 | 14 | 949 | 59 | 18 | 2 | 709.604 | 37.666 | 564.851 | 543.659
2 | 1 | 15 | 856 | 50 | 15 | 1 | 491.125 | 31.666 | 389.301 | 374.381
2 | 1 | 16 | 626 | 33 | 11 | 1 | 227.177 | 18.624 | 170.625 | 161.913
2 | 1 | 17 | 0 | 0 | 8 | 0 | 0 | 8 | 0 | 0
2 | 1 | 18 | 0 | 0 | 7 | 0 | 0 | 7 | 0 | 0
2 | 1 | 19 | 0 | 0 | 7 | 0 | 0 | 7 | 0 | 0
2 | 1 | 20 | 0 | 0 | 6 | 0 | 0 | 6 | 0 | 0
2 | 1 | 21 | 0 | 0 | 6 | 0 | 0 | 6 | 0 | 0
2 | 1 | 22 | 0 | 0 | 5 | 0 | 0 | 5 | 0 | 0
2 | 1 | 23 | 0 | 0 | 5 | 0 | 0 | 5 | 0 | 0
2 | 2 | 0 | 0 | 0 | 5 | 0 | 0 | 5 | 0 | 0
2 | 2 | 1 | 0 | 0 | 5 | 0 | 0 | 5 | 0 | 0
2 | 2 | 2 | 0 | 0 | 5 | 0 | 0 | 5 | 0 | 0
2 | 2 | 3 | 0 | 0 | 4 | 0 | 0 | 4 | 0 | 0
2 | 2 | 4 | 0 | 0 | 4 | 0 | 0 | 4 | 0 | 0
2 | 2 | 5 | 0 | 0 | 4 | 0 | 0 | 4 | 0 | 0
2 | 2 | 6 | 0 | 0 | 5 | 0 | 0 | 5 | 0 | 0
2 | 2 | 7 | 73 | 51 | 8 | 0 | 77.899 | 7.247 | 68.704 | 62.278
2 | 2 | 8 | 207 | 133 | 11 | 0 | 253.389 | 19.593 | 218.091 | 208.183
2 | 2 | 9 | 703 | 110 | 14 | 1 | 606.017 | 32.06 | 496.679 | 478.058
2 | 2 | 10 | 488 | 218 | 17 | 1 | 641.515 | 37.524 | 516.948 | 497.581
2 | 2 | 11 | 469 | 253 | 18 | 2 | 697.353 | 36.685 | 565.384 | 544.171
2 | 2 | 12 | 496 | 245 | 19 | 3 | 712.583 | 35.963 | 579.794 | 558.016
2 | 2 | 13 | 388 | 251 | 19 | 3 | 592.006 | 33.232 | 487.579 | 469.288
2 | 2 | 14 | 270 | 212 | 18 | 2 | 421.656 | 29.446 | 352.228 | 338.485
2 | 2 | 15 | 407 | 115 | 16 | 1 | 341.922 | 26.796 | 281.932 | 270.282
2 | 2 | 16 | 178 | 53 | 12 | 0 | 115.162 | 17.848 | 93.636 | 86.688
2 | 2 | 17 | 0 | 0 | 9 | 0 | 0 | 9 | 0 | 0
2 | 2 | 18 | 0 | 0 | 7 | 0 | 0 | 7 | 0 | 0
2 | 2 | 19 | 0 | 0 | 7 | 0 | 0 | 7 | 0 | 0
2 | 2 | 20 | 0 | 0 | 7 | 0 | 0 | 7 | 0 | 0
2 | 2 | 21 | 0 | 0 | 6 | 0 | 0 | 6 | 0 | 0
2 | 2 | 22 | 0 | 0 | 6 | 0 | 0 | 6 | 0 | 0
2 | 2 | 23 | 0 | 0 | 6 | 0 | 0 | 6 | 0 | 0
2 | 3 | 0 | 0 | 0 | 6 | 1 | 0 | 6 | 0 | 0
2 | 3 | 1 | 0 | 0 | 6 | 1 | 0 | 6 | 0 | 0
2 | 3 | 2 | 0 | 0 | 6 | 1 | 0 | 6 | 0 | 0
2 | 3 | 3 | 0 | 0 | 5 | 1 | 0 | 5 | 0 | 0
2 | 3 | 4 | 0 | 0 | 5 | 1 | 0 | 5 | 0 | 0
2 | 3 | 5 | 0 | 0 | 5 | 1 | 0 | 5 | 0 | 0
2 | 3 | 6 | 0 | 0 | 6 | 1 | 0 | 6 | 0 | 0
2 | 3 | 7 | 620 | 33 | 10 | 1 | 219.814 | 14.784 | 166.704 | 158.087
2 | 3 | 8 | 864 | 49 | 14 | 2 | 488.352 | 26.044 | 396.812 | 381.646
2 | 3 | 9 | 964 | 57 | 17 | 3 | 713.876 | 33.537 | 579.702 | 557.927
2 | 3 | 10 | 1013 | 61 | 20 | 2 | 876 | 43.285 | 684.426 | 658.306
2 | 3 | 11 | 1033 | 63 | 21 | 2 | 961.011 | 46.785 | 739.383 | 710.82
2 | 3 | 12 | 1035 | 63 | 22 | 1 | 964.624 | 52.6 | 719.609 | 691.938
2 | 3 | 13 | 1010 | 64 | 22 | 1 | 882.65 | 50.409 | 664.566 | 639.301
2 | 3 | 14 | 966 | 59 | 21 | 1 | 725.852 | 44.851 | 557.357 | 536.456
2 | 3 | 15 | 874 | 51 | 19 | 0 | 505.347 | 41.197 | 382.597 | 367.893
2 | 3 | 16 | 656 | 34 | 15 | 0 | 239.669 | 26.934 | 173.686 | 164.9
2 | 3 | 17 | 0 | 0 | 13 | 0 | 0 | 13 | 0 | 0
2 | 3 | 18 | 0 | 0 | 12 | 0 | 0 | 12 | 0 | 0
2 | 3 | 19 | 0 | 0 | 11 | 1 | 0 | 11 | 0 | 0
2 | 3 | 20 | 0 | 0 | 11 | 1 | 0 | 11 | 0 | 0
2 | 3 | 21 | 0 | 0 | 10 | 1 | 0 | 10 | 0 | 0
2 | 3 | 22 | 0 | 0 | 10 | 1 | 0 | 10 | 0 | 0
2 | 3 | 23 | 0 | 0 | 10 | 1 | 0 | 10 | 0 | 0
2 | 4 | 0 | 0 | 0 | 10 | 1 | 0 | 10 | 0 | 0
2 | 4 | 1 | 0 | 0 | 10 | 0 | 0 | 10 | 0 | 0
2 | 4 | 2 | 0 | 0 | 10 | 0 | 0 | 10 | 0 | 0
2 | 4 | 3 | 0 | 0 | 10 | 0 | 0 | 10 | 0 | 0
2 | 4 | 4 | 0 | 0 | 10 | 0 | 0 | 10 | 0 | 0
2 | 4 | 5 | 0 | 0 | 9 | 0 | 0 | 9 | 0 | 0
2 | 4 | 6 | 0 | 0 | 9 | 0 | 0 | 9 | 0 | 0
2 | 4 | 7 | 660 | 32 | 12 | 0 | 230.894 | 18.874 | 171.557 | 162.822
2 | 4 | 8 | 885 | 47 | 15 | 0 | 497.757 | 33.82 | 389.653 | 374.721
2 | 4 | 9 | 976 | 56 | 18 | 1 | 722.638 | 40.35 | 567.355 | 546.065
2 | 4 | 10 | 622 | 182 | 21 | 2 | 709.872 | 40.145 | 564.342 | 543.169
2 | 4 | 11 | 661 | 199 | 22 | 2 | 807.855 | 43.509 | 632.608 | 608.689
2 | 4 | 12 | 1032 | 66 | 22 | 2 | 968.317 | 47.719 | 741.472 | 712.814
2 | 4 | 13 | 537 | 209 | 22 | 2 | 675.678 | 40.984 | 535.165 | 515.114
2 | 4 | 14 | 673 | 123 | 21 | 2 | 609.278 | 37.472 | 487.038 | 468.767
2 | 4 | 15 | 451 | 112 | 18 | 1 | 362.539 | 30.269 | 293.785 | 281.795
2 | 4 | 16 | 26 | 56 | 14 | 1 | 66.257 | 15.72 | 58.15 | 51.939
2 | 4 | 17 | 0 | 0 | 13 | 0 | 0 | 13 | 0 | 0
2 | 4 | 18 | 0 | 0 | 12 | 0 | 0 | 12 | 0 | 0
2 | 4 | 19 | 0 | 0 | 11 | 0 | 0 | 11 | 0 | 0
2 | 4 | 20 | 0 | 0 | 10 | 0 | 0 | 10 | 0 | 0
2 | 4 | 21 | 0 | 0 | 10 | 0 | 0 | 10 | 0 | 0
2 | 4 | 22 | 0 | 0 | 10 | 0 | 0 | 10 | 0 | 0
2 | 4 | 23 | 0 | 0 | 10 | 0 | 0 | 10 | 0 | 0
2 | 5 | 0 | 0 | 0 | 10 | 0 | 0 | 10 | 0 | 0
2 | 5 | 1 | 0 | 0 | 9 | 1 | 0 | 9 | 0 | 0
2 | 5 | 2 | 0 | 0 | 9 | 1 | 0 | 9 | 0 | 0
2 | 5 | 3 | 0 | 0 | 8 | 1 | 0 | 8 | 0 | 0
2 | 5 | 4 | 0 | 0 | 7 | 1 | 0 | 7 | 0 | 0
2 | 5 | 5 | 0 | 0 | 7 | 1 | 0 | 7 | 0 | 0
2 | 5 | 6 | 0 | 0 | 8 | 2 | 0 | 8 | 0 | 0
2 | 5 | 7 | 0 | 35 | 10 | 3 | 33.285 | 8.994 | 30.75 | 25.077
2 | 5 | 8 | 474 | 106 | 12 | 4 | 362.559 | 18.54 | 309.377 | 296.931
2 | 5 | 9 | 817 | 84 | 14 | 5 | 654.801 | 26.051 | 552.086 | 531.388
2 | 5 | 10 | 749 | 142 | 16 | 4 | 772.548 | 32.646 | 637.273 | 613.16
2 | 5 | 11 | 823 | 138 | 17 | 4 | 882.234 | 36.166 | 716.837 | 689.29
2 | 5 | 12 | 783 | 154 | 18 | 4 | 867.582 | 37.047 | 701.929 | 675.043
2 | 5 | 13 | 549 | 207 | 18 | 3 | 684.363 | 34.749 | 559.248 | 538.274
2 | 5 | 14 | 783 | 95 | 17 | 3 | 651.809 | 32.582 | 533.317 | 513.336
2 | 5 | 15 | 437 | 116 | 15 | 2 | 360.725 | 25.081 | 299.993 | 287.823
2 | 5 | 16 | 320 | 51 | 11 | 1 | 160.342 | 15.784 | 128.289 | 120.574
2 | 5 | 17 | 0 | 0 | 9 | 1 | 0 | 9 | 0 | 0
2 | 5 | 18 | 0 | 0 | 8 | 1 | 0 | 8 | 0 | 0
2 | 5 | 19 | 0 | 0 | 8 | 1 | 0 | 8 | 0 | 0
2 | 5 | 20 | 0 | 0 | 7 | 1 | 0 | 7 | 0 | 0
2 | 5 | 21 | 0 | 0 | 6 | 1 | 0 | 6 | 0 | 0
2 | 5 | 22 | 0 | 0 | 6 | 1 | 0 | 6 | 0 | 0
2 | 5 | 23 | 0 | 0 | 5 | 1 | 0 | 5 | 0 | 0
2 | 6 | 0 | 0 | 0 | 5 | 1 | 0 | 5 | 0 | 0
2 | 6 | 1 | 0 | 0 | 4 | 2 | 0 | 4 | 0 | 0
2 | 6 | 2 | 0 | 0 | 4 | 2 | 0 | 4 | 0 | 0
2 | 6 | 3 | 0 | 0 | 3 | 3 | 0 | 3 | 0 | 0
2 | 6 | 4 | 0 | 0 | 2 | 3 | 0 | 2 | 0 | 0
2 | 6 | 5 | 0 | 0 | 2 | 3 | 0 | 2 | 0 | 0
2 | 6 | 6 | 0 | 0 | 3 | 3 | 0 | 3 | 0 | 0
2 | 6 | 7 | 491 | 38 | 6 | 3 | 192.289 | 8.906 | 152.562 | 144.284
2 | 6 | 8 | 918 | 53 | 10 | 4 | 524.428 | 20.442 | 438.168 | 421.617
2 | 6 | 9 | 1009 | 62 | 13 | 5 | 756.05 | 27.275 | 633.283 | 609.336
2 | 6 | 10 | 1048 | 69 | 15 | 4 | 920.483 | 34.993 | 750.159 | 721.104
2 | 6 | 11 | 648 | 207 | 16 | 4 | 808.25 | 33.931 | 664.224 | 638.974
2 | 6 | 12 | 796 | 150 | 17 | 4 | 876.327 | 36.112 | 712.345 | 684.998
2 | 6 | 13 | 709 | 160 | 18 | 3 | 766.667 | 36.649 | 620.396 | 596.981
2 | 6 | 14 | 740 | 108 | 17 | 3 | 641.609 | 32.547 | 525.433 | 505.749
2 | 6 | 15 | 452 | 115 | 15 | 2 | 368.15 | 25.244 | 305.905 | 293.561
2 | 6 | 16 | 179 | 59 | 11 | 1 | 122.958 | 14.6 | 102.166 | 95.033
2 | 6 | 17 | 0 | 0 | 8 | 1 | 0 | 8 | 0 | 0
2 | 6 | 18 | 0 | 0 | 7 | 1 | 0 | 7 | 0 | 0
2 | 6 | 19 | 0 | 0 | 6 | 1 | 0 | 6 | 0 | 0
2 | 6 | 20 | 0 | 0 | 6 | 1 | 0 | 6 | 0 | 0
2 | 6 | 21 | 0 | 0 | 5 | 1 | 0 | 5 | 0 | 0
2 | 6 | 22 | 0 | 0 | 4 | 1 | 0 | 4 | 0 | 0
2 | 6 | 23 | 0 | 0 | 4 | 1 | 0 | 4 | 0 | 0
2 | 7 | 0 | 0 | 0 | 4 | 1 | 0 | 4 | 0 | 0
2 | 7 | 1 | 0 | 0 | 3 | 2 | 0 | 3 | 0 | 0
2 | 7 | 2 | 0 | 0 | 3 | 2 | 0 | 3 | 0 | 0
2 | 7 | 3 | 0 | 0 | 3 | 2 | 0 | 3 | 0 | 0
2 | 7 | 4 | 0 | 0 | 3 | 2 | 0 | 3 | 0 | 0
2 | 7 | 5 | 0 | 0 | 2 | 2 | 0 | 2 | 0 | 0
2 | 7 | 6 | 0 | 0 | 4 | 2 | 0 | 4 | 0 | 0
2 | 7 | 7 | 506 | 38 | 8 | 2 | 197.245 | 11.407 | 154.753 | 146.423
2 | 7 | 8 | 687 | 70 | 11 | 3 | 433.928 | 20.321 | 364.641 | 350.509
2 | 7 | 9 | 797 | 91 | 14 | 3 | 652.56 | 29.048 | 542.779 | 522.438
2 | 7 | 10 | 825 | 118 | 17 | 3 | 806.183 | 36.046 | 653.977 | 629.162
2 | 7 | 11 | 698 | 190 | 18 | 3 | 835.434 | 38.044 | 672.702 | 647.089
2 | 7 | 12 | 519 | 248 | 19 | 3 | 741.678 | 36.955 | 600.649 | 578.037
2 | 7 | 13 | 620 | 191 | 19 | 3 | 726.47 | 36.386 | 588.855 | 566.716
2 | 7 | 14 | 778 | 99 | 18 | 2 | 656.577 | 35.911 | 528.814 | 509.002
2 | 7 | 15 | 715 | 68 | 15 | 1 | 453.633 | 30.31 | 364.679 | 350.546
2 | 7 | 16 | 132 | 62 | 11 | 1 | 112.346 | 14.717 | 94.853 | 87.878
2 | 7 | 17 | 0 | 0 | 9 | 1 | 0 | 9 | 0 | 0
2 | 7 | 18 | 0 | 0 | 9 | 1 | 0 | 9 | 0 | 0
2 | 7 | 19 | 0 | 0 | 8 | 1 | 0 | 8 | 0 | 0
2 | 7 | 20 | 0 | 0 | 7 | 1 | 0 | 7 | 0 | 0
2 | 7 | 21 | 0 | 0 | 7 | 1 | 0 | 7 | 0 | 0
2 | 7 | 22 | 0 | 0 | 6 | 1 | 0 | 6 | 0 | 0
2 | 7 | 23 | 0 | 0 | 6 | 1 | 0 | 6 | 0 | 0
2 | 8 | 0 | 0 | 0 | 5 | 1 | 0 | 5 | 0 | 0
2 | 8 | 1 | 0 | 0 | 5 | 1 | 0 | 5 | 0 | 0
2 | 8 | 2 | 0 | 0 | 5 | 1 | 0 | 5 | 0 | 0
2 | 8 | 3 | 0 | 0 | 5 | 1 | 0 | 5 | 0 | 0
2 | 8 | 4 | 0 | 0 | 5 | 1 | 0 | 5 | 0 | 0
2 | 8 | 5 | 0 | 0 | 5 | 1 | 0 | 5 | 0 | 0
2 | 8 | 6 | 0 | 0 | 6 | 2 | 0 | 6 | 0 | 0
2 | 8 | 7 | 323 | 50 | 10 | 2 | 156.554 | 12.287 | 126.363 | 118.692
2 | 8 | 8 | 728 | 63 | 14 | 3 | 446.384 | 23.492 | 369.286 | 355.007
2 | 8 | 9 | 376 | 203 | 17 | 4 | 482.903 | 27.022 | 407.573 | 392.053
2 | 8 | 10 | 127 | 292 | 19 | 4 | 420.961 | 27.755 | 356.58 | 342.701
2 | 8 | 11 | 93 | 319 | 20 | 4 | 418.5 | 28.574 | 353.388 | 339.609
2 | 8 | 12 | 655 | 210 | 21 | 4 | 822.323 | 38.126 | 661.989 | 636.835
2 | 8 | 13 | 656 | 182 | 21 | 3 | 750.742 | 39.076 | 600.405 | 577.803
2 | 8 | 14 | 455 | 191 | 20 | 3 | 536.166 | 33.019 | 439.584 | 422.984
2 | 8 | 15 | 582 | 96 | 18 | 2 | 419.038 | 29.199 | 340.496 | 327.115
2 | 8 | 16 | 447 | 47 | 14 | 1 | 197.731 | 20.284 | 152.823 | 144.539
2 | 8 | 17 | 0 | 0 | 11 | 1 | 0 | 11 | 0 | 0
2 | 8 | 18 | 0 | 0 | 10 | 1 | 0 | 10 | 0 | 0
2 | 8 | 19 | 0 | 0 | 9 | 1 | 0 | 9 | 0 | 0
2 | 8 | 20 | 0 | 0 | 9 | 1 | 0 | 9 | 0 | 0
2 | 8 | 21 | 0 | 0 | 8 | 1 | 0 | 8 | 0 | 0
2 | 8 | 22 | 0 | 0 | 8 | 1 | 0 | 8 | 0 | 0
2 | 8 | 23 | 0 | 0 | 7 | 1 | 0 | 7 | 0 | 0
2 | 9 | 0 | 0 | 0 | 6 | 1 | 0 | 6 | 0 | 0
2 | 9 | 1 | 0 | 0 | 6 | 1 | 0 | 6 | 0 | 0
2 | 9 | 2 | 0 | 0 | 5 | 1 | 0 | 5 | 0 | 0
2 | 9 | 3 | 0 | 0 | 5 | 1 | 0 | 5 | 0 | 0
2 | 9 | 4 | 0 | 0 | 5 | 1 | 0 | 5 | 0 | 0
2 | 9 | 5 | 0 | 0 | 5 | 1 | 0 | 5 | 0 | 0
2 | 9 | 6 | 0 | 0 | 7 | 1 | 0 | 7 | 0 | 0
2 | 9 | 7 | 706 | 34 | 11 | 1 | 250.404 | 16.794 | 188.908 | 179.745
2 | 9 | 8 | 917 | 50 | 15 | 2 | 525.539 | 28.107 | 424.226 | 408.148
2 | 9 | 9 | 1005 | 58 | 18 | 3 | 755.249 | 35.552 | 608.154 | 585.239
2 | 9 | 10 | 1045 | 64 | 20 | 2 | 919.808 | 44.483 | 714.774 | 687.319
2 | 9 | 11 | 1062 | 66 | 21 | 2 | 1005.633 | 47.99 | 769.201 | 739.266
2 | 9 | 12 | 1062 | 67 | 22 | 2 | 1009.214 | 49.261 | 766.823 | 736.998
2 | 9 | 13 | 1046 | 65 | 21 | 2 | 928.718 | 46.377 | 714.854 | 687.395
2 | 9 | 14 | 630 | 143 | 20 | 2 | 609.064 | 37.26 | 488.184 | 469.872
2 | 9 | 15 | 551 | 103 | 18 | 1 | 411.508 | 31.741 | 330.853 | 317.766
2 | 9 | 16 | 722 | 37 | 14 | 1 | 270.738 | 22.561 | 202.145 | 192.648
2 | 9 | 17 | 0 | 0 | 12 | 1 | 0 | 12 | 0 | 0
2 | 9 | 18 | 0 | 0 | 12 | 0 | 0 | 12 | 0 | 0
2 | 9 | 19 | 0 | 0 | 11 | 0 | 0 | 11 | 0 | 0
2 | 9 | 20 | 0 | 0 | 10 | 0 | 0 | 10 | 0 | 0
2 | 9 | 21 | 0 | 0 | 10 | 0 | 0 | 10 | 0 | 0
2 | 9 | 22 | 0 | 0 | 9 | 0 | 0 | 9 | 0 | 0
2 | 9 | 23 | 0 | 0 | 9 | 0 | 0 | 9 | 0 | 0
2 | 10 | 0 | 0 | 0 | 8 | 1 | 0 | 8 | 0 | 0
2 | 10 | 1 | 0 | 0 | 7 | 1 | 0 | 7 | 0 | 0
2 | 10 | 2 | 0 | 0 | 7 | 1 | 0 | 7 | 0 | 0
2 | 10 | 3 | 0 | 0 | 6 | 1 | 0 | 6 | 0 | 0
2 | 10 | 4 | 0 | 0 | 5 | 1 | 0 | 5 | 0 | 0
2 | 10 | 5 | 0 | 0 | 5 | 1 | 0 | 5 | 0 | 0
2 | 10 | 6 | 0 | 0 | 6 | 1 | 0 | 6 | 0 | 0
2 | 10 | 7 | 716 | 35 | 10 | 1 | 255.616 | 15.961 | 193.937 | 184.648
2 | 10 | 8 | 924 | 50 | 14 | 1 | 530.911 | 29.818 | 425.309 | 409.195
2 | 10 | 9 | 1009 | 59 | 17 | 1 | 761.463 | 40.642 | 597.889 | 575.389
2 | 10 | 10 | 1047 | 64 | 20 | 1 | 924.029 | 48.898 | 701.74 | 674.862
2 | 10 | 11 | 1064 | 67 | 21 | 1 | 1011.333 | 52.788 | 754.062 | 724.828
2 | 10 | 12 | 1063 | 67 | 22 | 1 | 1012.883 | 54.071 | 750.03 | 720.98
2 | 10 | 13 | 1043 | 66 | 22 | 2 | 930.127 | 47.37 | 712.313 | 684.967
2 | 10 | 14 | 1001 | 61 | 21 | 2 | 768.983 | 42.228 | 599.641 | 577.07
2 | 10 | 15 | 541 | 106 | 18 | 1 | 410.549 | 32.435 | 329.265 | 316.226
2 | 10 | 16 | 96 | 67 | 14 | 0 | 103.064 | 20.058 | 86.173 | 79.383
2 | 10 | 17 | 0 | 0 | 12 | 1 | 0 | 12 | 0 | 0
2 | 10 | 18 | 0 | 0 | 12 | 0 | 0 | 12 | 0 | 0
2 | 10 | 19 | 0 | 0 | 11 | 0 | 0 | 11 | 0 | 0
2 | 10 | 20 | 0 | 0 | 11 | 1 | 0 | 11 | 0 | 0
2 | 10 | 21 | 0 | 0 | 10 | 1 | 0 | 10 | 0 | 0
2 | 10 | 22 | 0 | 0 | 9 | 1 | 0 | 9 | 0 | 0
2 | 10 | 23 | 0 | 0 | 8 | 1 | 0 | 8 | 0 | 0
2 | 11 | 0 | 0 | 0 | 7 | 1 | 0 | 7 | 0 | 0
2 | 11 | 1 | 0 | 0 | 5 | 1 | 0 | 5 | 0 | 0
2 | 11 | 2 | 0 | 0 | 4 | 1 | 0 | 4 | 0 | 0
2 | 11 | 3 | 0 | 0 | 3 | 1 | 0 | 3 | 0 | 0
2 | 11 | 4 | 0 | 0 | 2 | 1 | 0 | 2 | 0 | 0
2 | 11 | 5 | 0 | 0 | 2 | 1 | 0 | 2 | 0 | 0
2 | 11 | 6 | 0 | 0 | 4 | 1 | 0 | 4 | 0 | 0
2 | 11 | 7 | 731 | 35 | 8 | 2 | 261.188 | 13.186 | 200.825 | 191.362
2 | 11 | 8 | 934 | 49 | 12 | 3 | 536.704 | 23.924 | 442.34 | 425.646
2 | 11 | 9 | 1018 | 56 | 15 | 3 | 766.419 | 32.914 | 625.492 | 601.867
2 | 11 | 10 | 1055 | 63 | 17 | 3 | 931.966 | 39.168 | 744.316 | 715.528
2 | 11 | 11 | 1073 | 65 | 19 | 3 | 1019.645 | 43.433 | 798.767 | 767.438
2 | 11 | 12 | 1072 | 65 | 20 | 3 | 1021.219 | 44.623 | 795.146 | 763.99
2 | 11 | 13 | 1053 | 64 | 19 | 2 | 938.58 | 44.758 | 728.725 | 700.645
2 | 11 | 14 | 1011 | 60 | 18 | 2 | 777.116 | 39.581 | 614.317 | 591.151
2 | 11 | 15 | 927 | 52 | 16 | 1 | 549.494 | 34.639 | 432.021 | 415.68
2 | 11 | 16 | 164 | 68 | 12 | 1 | 129.165 | 16.772 | 107.613 | 100.36
2 | 11 | 17 | 0 | 0 | 9 | 1 | 0 | 9 | 0 | 0
2 | 11 | 18 | 0 | 0 | 7 | 1 | 0 | 7 | 0 | 0
2 | 11 | 19 | 0 | 0 | 7 | 1 | 0 | 7 | 0 | 0
2 | 11 | 20 | 0 | 0 | 7 | 1 | 0 | 7 | 0 | 0
2 | 11 | 21 | 0 | 0 | 7 | 1 | 0 | 7 | 0 | 0
2 | 11 | 22 | 0 | 0 | 6 | 1 | 0 | 6 | 0 | 0
2 | 11 | 23 | 0 | 0 | 6 | 1 | 0 | 6 | 0 | 0
2 | 12 | 0 | 0 | 0 | 5 | 1 | 0 | 5 | 0 | 0
2 | 12 | 1 | 0 | 0 | 5 | 1 | 0 | 5 | 0 | 0
2 | 12 | 2 | 0 | 0 | 4 | 1 | 0 | 4 | 0 | 0
2 | 12 | 3 | 0 | 0 | 4 | 1 | 0 | 4 | 0 | 0
2 | 12 | 4 | 0 | 0 | 4 | 1 | 0 | 4 | 0 | 0
2 | 12 | 5 | 0 | 0 | 4 | 1 | 0 | 4 | 0 | 0
2 | 12 | 6 | 0 | 0 | 6 | 1 | 0 | 6 | 0 | 0
2 | 12 | 7 | 710 | 35 | 10 | 2 | 256.177 | 15.051 | 195.829 | 186.492
2 | 12 | 8 | 907 | 50 | 14 | 3 | 526.047 | 25.634 | 430.479 | 414.19
2 | 12 | 9 | 991 | 58 | 17 | 3 | 752.645 | 34.519 | 609.644 | 586.668
2 | 12 | 10 | 1027 | 65 | 19 | 3 | 914.257 | 40.663 | 724.775 | 696.872
2 | 12 | 11 | 1046 | 66 | 20 | 3 | 999.923 | 43.911 | 781.448 | 750.939
2 | 12 | 12 | 1046 | 66 | 21 | 3 | 1002.306 | 45.117 | 778.485 | 748.115
2 | 12 | 13 | 1026 | 66 | 21 | 3 | 921.471 | 43.326 | 720.842 | 693.116
2 | 12 | 14 | 983 | 62 | 20 | 2 | 762.287 | 41.077 | 598.234 | 575.719
2 | 12 | 15 | 898 | 54 | 18 | 1 | 538.525 | 36.168 | 420.599 | 404.644
2 | 12 | 16 | 704 | 38 | 14 | 1 | 270.014 | 23.169 | 202.219 | 192.72
2 | 12 | 17 | 0 | 0 | 11 | 1 | 0 | 11 | 0 | 0
2 | 12 | 18 | 0 | 0 | 11 | 1 | 0 | 11 | 0 | 0
2 | 12 | 19 | 0 | 0 | 11 | 1 | 0 | 11 | 0 | 0
2 | 12 | 20 | 0 | 0 | 11 | 1 | 0 | 11 | 0 | 0
2 | 12 | 21 | 0 | 0 | 11 | 0 | 0 | 11 | 0 | 0
2 | 12 | 22 | 0 | 0 | 11 | 0 | 0 | 11 | 0 | 0
2 | 12 | 23 | 0 | 0 | 11 | 0 | 0 | 11 | 0 | 0
2 | 13 | 0 | 0 | 0 | 10 | 1 | 0 | 10 | 0 | 0
2 | 13 | 1 | 0 | 0 | 9 | 1 | 0 | 9 | 0 | 0
2 | 13 | 2 | 0 | 0 | 7 | 1 | 0 | 7 | 0 | 0
2 | 13 | 3 | 0 | 0 | 6 | 1 | 0 | 6 | 0 | 0
2 | 13 | 4 | 0 | 0 | 6 | 1 | 0 | 6 | 0 | 0
2 | 13 | 5 | 0 | 0 | 6 | 1 | 0 | 6 | 0 | 0
2 | 13 | 6 | 0 | 0 | 7 | 1 | 0 | 7 | 0 | 0
2 | 13 | 7 | 694 | 37 | 11 | 2 | 255.775 | 16.044 | 195.525 | 186.196
2 | 13 | 8 | 371 | 134 | 15 | 3 | 346.619 | 22.365 | 293.217 | 281.243
2 | 13 | 9 | 724 | 119 | 18 | 3 | 646.735 | 32.624 | 529.892 | 510.04
2 | 13 | 10 | 890 | 104 | 20 | 2 | 855.754 | 42.59 | 672.036 | 646.451
2 | 13 | 11 | 4 | 143 | 21 | 2 | 141.364 | 25.904 | 120.938 | 113.39
2 | 13 | 12 | 1038 | 73 | 22 | 2 | 1006.189 | 46.756 | 774.917 | 744.715
2 | 13 | 13 | 621 | 204 | 22 | 2 | 750.379 | 42.949 | 588.749 | 566.615
2 | 13 | 14 | 737 | 119 | 21 | 1 | 663.68 | 42.572 | 517.846 | 498.446
2 | 13 | 15 | 688 | 79 | 19 | 0 | 462.151 | 39.415 | 356.879 | 342.991
2 | 13 | 16 | 708 | 39 | 15 | 0 | 273.537 | 27.786 | 200.822 | 191.359
2 | 13 | 17 | 0 | 0 | 13 | 0 | 0 | 13 | 0 | 0
2 | 13 | 18 | 0 | 0 | 12 | 0 | 0 | 12 | 0 | 0
2 | 13 | 19 | 0 | 0 | 12 | 0 | 0 | 12 | 0 | 0
2 | 13 | 20 | 0 | 0 | 12 | 0 | 0 | 12 | 0 | 0
2 | 13 | 21 | 0 | 0 | 12 | 0 | 0 | 12 | 0 | 0
2 | 13 | 22 | 0 | 0 | 12 | 0 | 0 | 12 | 0 | 0
2 | 13 | 23 | 0 | 0 | 12 | 0 | 0 | 12 | 0 | 0
2 | 14 | 0 | 0 | 0 | 11 | 0 | 0 | 11 | 0 | 0
2 | 14 | 1 | 0 | 0 | 9 | 1 | 0 | 9 | 0 | 0
2 | 14 | 2 | 0 | 0 | 9 | 1 | 0 | 9 | 0 | 0
2 | 14 | 3 | 0 | 0 | 8 | 0 | 0 | 8 | 0 | 0
2 | 14 | 4 | 0 | 0 | 8 | 0 | 0 | 8 | 0 | 0
2 | 14 | 5 | 0 | 0 | 8 | 0 | 0 | 8 | 0 | 0
2 | 14 | 6 | 0 | 0 | 9 | 0 | 0 | 9 | 0 | 0
2 | 14 | 7 | 427 | 51 | 12 | 1 | 192.993 | 15.915 | 152.382 | 144.108
2 | 14 | 8 | 851 | 50 | 15 | 2 | 501.093 | 27.279 | 407.546 | 392.026
2 | 14 | 9 | 977 | 64 | 18 | 3 | 754.794 | 35.483 | 608.885 | 585.94
2 | 14 | 10 | 1020 | 69 | 19 | 4 | 918.507 | 38.834 | 735.093 | 706.725
2 | 14 | 11 | 1036 | 71 | 20 | 4 | 1002.471 | 41.86 | 791.849 | 760.849
2 | 14 | 12 | 1033 | 71 | 20 | 4 | 1002.114 | 42.013 | 790.992 | 760.032
2 | 14 | 13 | 1009 | 70 | 19 | 4 | 917.248 | 39.287 | 732.622 | 704.366
2 | 14 | 14 | 960 | 66 | 18 | 4 | 755.292 | 34.761 | 612.123 | 589.046
2 | 14 | 15 | 868 | 58 | 15 | 4 | 530.895 | 26.711 | 434.796 | 418.36
2 | 14 | 16 | 85 | 73 | 12 | 3 | 106.083 | 14.27 | 91.784 | 84.875
2 | 14 | 17 | 0 | 0 | 10 | 2 | 0 | 10 | 0 | 0
2 | 14 | 18 | 0 | 0 | 8 | 2 | 0 | 8 | 0 | 0
2 | 14 | 19 | 0 | 0 | 7 | 2 | 0 | 7 | 0 | 0
2 | 14 | 20 | 0 | 0 | 7 | 3 | 0 | 7 | 0 | 0
2 | 14 | 21 | 0 | 0 | 6 | 3 | 0 | 6 | 0 | 0
2 | 14 | 22 | 0 | 0 | 6 | 3 | 0 | 6 | 0 | 0
2 | 14 | 23 | 0 | 0 | 5 | 3 | 0 | 5 | 0 | 0
2 | 15 | 0 | 0 | 0 | 5 | 3 | 0 | 5 | 0 | 0
2 | 15 | 1 | 0 | 0 | 5 | 3 | 0 | 5 | 0 | 0
2 | 15 | 2 | 0 | 0 | 5 | 3 | 0 | 5 | 0 | 0
2 | 15 | 3 | 0 | 0 | 6 | 2 | 0 | 6 | 0 | 0
2 | 15 | 4 | 0 | 0 | 6 | 2 | 0 | 6 | 0 | 0
2 | 15 | 5 | 0 | 0 | 5 | 3 | 0 | 5 | 0 | 0
2 | 15 | 6 | 0 | 0 | 5 | 3 | 0 | 5 | 0 | 0
2 | 15 | 7 | 225 | 66 | 6 | 4 | 143.307 | 7.537 | 122.07 | 114.496
2 | 15 | 8 | 174 | 159 | 7 | 5 | 261.31 | 10.945 | 235.342 | 224.978
2 | 15 | 9 | 579 | 163 | 8 | 6 | 593.382 | 17.552 | 522.811 | 503.225
2 | 15 | 10 | 775 | 149 | 9 | 6 | 819.645 | 22.973 | 708.733 | 681.547
2 | 15 | 11 | 362 | 320 | 10 | 6 | 680.113 | 21.823 | 592.626 | 570.336
2 | 15 | 12 | 5 | 144 | 11 | 6 | 143.22 | 13.181 | 129.884 | 122.132
2 | 15 | 13 | 16 | 219 | 11 | 6 | 228.951 | 13.988 | 206.851 | 197.233
2 | 15 | 14 | 3 | 148 | 10 | 5 | 145.909 | 11.84 | 133.095 | 125.27
2 | 15 | 15 | 36 | 150 | 9 | 5 | 173.648 | 11.239 | 158.069 | 149.66
2 | 15 | 16 | 0 | 6 | 6 | 4 | 5.674 | 4.835 | 5.337 | 0.139
2 | 15 | 17 | 0 | 0 | 4 | 2 | 0 | 4 | 0 | 0
2 | 15 | 18 | 0 | 0 | 2 | 1 | 0 | 2 | 0 | 0
2 | 15 | 19 | 0 | 0 | 1 | 1 | 0 | 1 | 0 | 0
2 | 15 | 20 | 0 | 0 | 1 | 1 | 0 | 1 | 0 | 0
2 | 15 | 21 | 0 | 0 | 0 | 0 | 0 | 0 | 0 | 0
2 | 15 | 22 | 0 | 0 | 0 | 0 | 0 | 0 | 0 | 0
2 | 15 | 23 | 0 | 0 | -1 | 0 | 0 | -1 | 0 | 0
2 | 16 | 0 | 0 | 0 | -1 | 0 | 0 | -1 | 0 | 0
2 | 16 | 1 | 0 | 0 | -2 | 0 | 0 | -2 | 0 | 0
2 | 16 | 2 | 0 | 0 | -2 | 1 | 0 | -2 | 0 | 0
2 | 16 | 3 | 0 | 0 | -3 | 1 | 0 | -3 | 0 | 0
2 | 16 | 4 | 0 | 0 | -3 | 1 | 0 | -3 | 0 | 0
2 | 16 | 5 | 0 | 0 | -3 | 1 | 0 | -3 | 0 | 0
2 | 16 | 6 | 0 | 0 | -1 | 1 | 0 | -1 | 0 | 0
2 | 16 | 7 | 787 | 35 | 2 | 1 | 284.837 | 8.955 | 224.574 | 214.496
2 | 16 | 8 | 967 | 48 | 4 | 1 | 562.947 | 21.285 | 471.103 | 453.403
2 | 16 | 9 | 1041 | 55 | 7 | 0 | 793.696 | 38.116 | 632.107 | 608.209
2 | 16 | 10 | 1072 | 62 | 8 | 0 | 958.43 | 45.338 | 742.102 | 713.416
2 | 16 | 11 | 1085 | 65 | 9 | 0 | 1044.51 | 49.598 | 792.558 | 761.525
2 | 16 | 12 | 1082 | 65 | 10 | 0 | 1044.127 | 50.91 | 786.783 | 756.023
2 | 16 | 13 | 395 | 284 | 10 | 1 | 645.074 | 32.912 | 532.659 | 512.703
2 | 16 | 14 | 555 | 176 | 9 | 1 | 597.852 | 28.812 | 500.408 | 481.651
2 | 16 | 15 | 266 | 160 | 8 | 1 | 319.727 | 19.155 | 276.75 | 265.247
2 | 16 | 16 | 84 | 76 | 6 | 0 | 108.927 | 11.45 | 95.624 | 88.632
2 | 16 | 17 | 0 | 0 | 4 | 0 | 0 | 4 | 0 | 0
2 | 16 | 18 | 0 | 0 | 3 | 0 | 0 | 3 | 0 | 0
2 | 16 | 19 | 0 | 0 | 3 | 0 | 0 | 3 | 0 | 0
2 | 16 | 20 | 0 | 0 | 2 | 0 | 0 | 2 | 0 | 0
2 | 16 | 21 | 0 | 0 | 2 | 0 | 0 | 2 | 0 | 0
2 | 16 | 22 | 0 | 0 | 2 | 0 | 0 | 2 | 0 | 0
2 | 16 | 23 | 0 | 0 | 1 | 0 | 0 | 1 | 0 | 0
2 | 17 | 0 | 0 | 0 | 1 | 0 | 0 | 1 | 0 | 0
2 | 17 | 1 | 0 | 0 | 0 | 0 | 0 | 0 | 0 | 0
2 | 17 | 2 | 0 | 0 | 0 | 0 | 0 | 0 | 0 | 0
2 | 17 | 3 | 0 | 0 | 0 | 0 | 0 | 0 | 0 | 0
2 | 17 | 4 | 0 | 0 | 0 | 0 | 0 | 0 | 0 | 0
2 | 17 | 5 | 0 | 0 | 0 | 0 | 0 | 0 | 0 | 0
2 | 17 | 6 | 0 | 0 | 1 | 0 | 0 | 1 | 0 | 0
2 | 17 | 7 | 702 | 41 | 3 | 1 | 267.987 | 9.387 | 212.955 | 203.18
2 | 17 | 8 | 910 | 55 | 5 | 1 | 543.598 | 21.567 | 455.052 | 437.917
2 | 17 | 9 | 393 | 220 | 8 | 2 | 519.63 | 22.074 | 449.483 | 432.541
2 | 17 | 10 | 1036 | 67 | 9 | 2 | 937.374 | 33.77 | 769.544 | 739.592
2 | 17 | 11 | 1050 | 69 | 10 | 3 | 1020.832 | 34.889 | 835.204 | 802.113
2 | 17 | 12 | 389 | 318 | 11 | 4 | 704.051 | 27.051 | 598.67 | 576.138
2 | 17 | 13 | 284 | 310 | 10 | 4 | 582.466 | 22.808 | 504.894 | 485.973
2 | 17 | 14 | 75 | 243 | 9 | 4 | 306.286 | 15.464 | 274.382 | 262.946
2 | 17 | 15 | 0 | 105 | 7 | 4 | 101.513 | 8.287 | 94.071 | 87.113
2 | 17 | 16 | 0 | 8 | 5 | 3 | 7.567 | 3.568 | 7.157 | 1.925
2 | 17 | 17 | 0 | 0 | 3 | 2 | 0 | 3 | 0 | 0
2 | 17 | 18 | 0 | 0 | 2 | 2 | 0 | 2 | 0 | 0
2 | 17 | 19 | 0 | 0 | 2 | 2 | 0 | 2 | 0 | 0
2 | 17 | 20 | 0 | 0 | 2 | 2 | 0 | 2 | 0 | 0
2 | 17 | 21 | 0 | 0 | 2 | 3 | 0 | 2 | 0 | 0
2 | 17 | 22 | 0 | 0 | 3 | 3 | 0 | 3 | 0 | 0
2 | 17 | 23 | 0 | 0 | 3 | 3 | 0 | 3 | 0 | 0
2 | 18 | 0 | 0 | 0 | 2 | 3 | 0 | 2 | 0 | 0
2 | 18 | 1 | 0 | 0 | 2 | 3 | 0 | 2 | 0 | 0
2 | 18 | 2 | 0 | 0 | 2 | 2 | 0 | 2 | 0 | 0
2 | 18 | 3 | 0 | 0 | 1 | 1 | 0 | 1 | 0 | 0
2 | 18 | 4 | 0 | 0 | 1 | 1 | 0 | 1 | 0 | 0
2 | 18 | 5 | 0 | 0 | 1 | 1 | 0 | 1 | 0 | 0
2 | 18 | 6 | 0 | 0 | 1 | 1 | 0 | 1 | 0 | 0
2 | 18 | 7 | 76 | 74 | 2 | 2 | 103.253 | 2.71 | 94.22 | 87.258
2 | 18 | 8 | 6 | 129 | 4 | 2 | 129.604 | 5.867 | 121.233 | 113.677
2 | 18 | 9 | 205 | 252 | 5 | 3 | 415.568 | 13.752 | 374.271 | 359.833
2 | 18 | 10 | 6 | 158 | 6 | 4 | 157.91 | 8.781 | 146.002 | 137.878
2 | 18 | 11 | 56 | 322 | 7 | 4 | 387.165 | 14.325 | 349.279 | 335.627
2 | 18 | 12 | 53 | 320 | 8 | 4 | 382.268 | 15.718 | 342.716 | 329.267
2 | 18 | 13 | 4 | 147 | 7 | 4 | 145.191 | 9.431 | 133.867 | 126.024
2 | 18 | 14 | 0 | 74 | 6 | 4 | 70.329 | 6.223 | 65.76 | 59.395
2 | 18 | 15 | 0 | 86 | 5 | 4 | 82.256 | 5.316 | 77.212 | 70.611
2 | 18 | 16 | 0 | 24 | 4 | 3 | 22.735 | 2.883 | 21.564 | 16.066
2 | 18 | 17 | 0 | 0 | 2 | 1 | 0 | 2 | 0 | 0
2 | 18 | 18 | 0 | 0 | 2 | 1 | 0 | 2 | 0 | 0
2 | 18 | 19 | 0 | 0 | 1 | 1 | 0 | 1 | 0 | 0
2 | 18 | 20 | 0 | 0 | 1 | 1 | 0 | 1 | 0 | 0
2 | 18 | 21 | 0 | 0 | 1 | 1 | 0 | 1 | 0 | 0
2 | 18 | 22 | 0 | 0 | 1 | 1 | 0 | 1 | 0 | 0
2 | 18 | 23 | 0 | 0 | 1 | 0 | 0 | 1 | 0 | 0
2 | 19 | 0 | 0 | 0 | 0 | 0 | 0 | 0 | 0 | 0
2 | 19 | 1 | 0 | 0 | 0 | 0 | 0 | 0 | 0 | 0
2 | 19 | 2 | 0 | 0 | 0 | 0 | 0 | 0 | 0 | 0
2 | 19 | 3 | 0 | 0 | 0 | 0 | 0 | 0 | 0 | 0
2 | 19 | 4 | 0 | 0 | 0 | 1 | 0 | 0 | 0 | 0
2 | 19 | 5 | 0 | 0 | 0 | 1 | 0 | 0 | 0 | 0
2 | 19 | 6 | 0 | 0 | 1 | 1 | 0 | 1 | 0 | 0
2 | 19 | 7 | 0 | 5 | 2 | 2 | 4.728 | -0.125 | 4.542 | 0
2 | 19 | 8 | 17 | 141 | 3 | 2 | 147.894 | 5.009 | 138.626 | 130.674
2 | 19 | 9 | 149 | 256 | 5 | 3 | 380.71 | 12.952 | 344.439 | 330.937
2 | 19 | 10 | 196 | 323 | 6 | 3 | 512.721 | 17.759 | 455.013 | 437.879
2 | 19 | 11 | 10 | 191 | 7 | 4 | 194.918 | 10.827 | 178.619 | 169.712
2 | 19 | 12 | 45 | 313 | 7 | 4 | 366.961 | 13.957 | 331.61 | 318.5
2 | 19 | 13 | 6 | 156 | 7 | 4 | 155.867 | 9.635 | 143.577 | 135.509
2 | 19 | 14 | 22 | 205 | 7 | 3 | 218.13 | 10.979 | 199.601 | 190.169
2 | 19 | 15 | 0 | 66 | 6 | 3 | 62.681 | 6.291 | 58.591 | 52.372
2 | 19 | 16 | 0 | 32 | 3 | 2 | 30.335 | 1.868 | 28.897 | 23.26
2 | 19 | 17 | 0 | 0 | 1 | 0 | 0 | 1 | 0 | 0
2 | 19 | 18 | 0 | 0 | 0 | 0 | 0 | 0 | 0 | 0
2 | 19 | 19 | 0 | 0 | 0 | 0 | 0 | 0 | 0 | 0
2 | 19 | 20 | 0 | 0 | 0 | 0 | 0 | 0 | 0 | 0
2 | 19 | 21 | 0 | 0 | -1 | 0 | 0 | -1 | 0 | 0
2 | 19 | 22 | 0 | 0 | -1 | 0 | 0 | -1 | 0 | 0
2 | 19 | 23 | 0 | 0 | -1 | 0 | 0 | -1 | 0 | 0
2 | 20 | 0 | 0 | 0 | -2 | 0 | 0 | -2 | 0 | 0
2 | 20 | 1 | 0 | 0 | -2 | 0 | 0 | -2 | 0 | 0
2 | 20 | 2 | 0 | 0 | -3 | 0 | 0 | -3 | 0 | 0
2 | 20 | 3 | 0 | 0 | -3 | 0 | 0 | -3 | 0 | 0
2 | 20 | 4 | 0 | 0 | -4 | 0 | 0 | -4 | 0 | 0
2 | 20 | 5 | 0 | 0 | -3 | 0 | 0 | -3 | 0 | 0
2 | 20 | 6 | 0 | 0 | -1 | 0 | 0 | -1 | 0 | 0
2 | 20 | 7 | 51 | 77 | 1 | 1 | 95.125 | 1.473 | 88.242 | 81.409
2 | 20 | 8 | 237 | 166 | 4 | 1 | 309.16 | 12.261 | 276.407 | 264.913
2 | 20 | 9 | 1014 | 62 | 6 | 1 | 793.478 | 30.223 | 657.69 | 632.719
2 | 20 | 10 | 1048 | 69 | 8 | 0 | 957.944 | 45.312 | 742.18 | 713.49
2 | 20 | 11 | 1062 | 72 | 9 | 0 | 1043.428 | 49.565 | 792.081 | 761.07
2 | 20 | 12 | 1059 | 73 | 10 | 0 | 1043.725 | 50.893 | 786.744 | 755.985
2 | 20 | 13 | 485 | 258 | 10 | 1 | 704.199 | 34.606 | 576.666 | 555.01
2 | 20 | 14 | 380 | 233 | 9 | 1 | 530.154 | 27.069 | 448.448 | 431.542
2 | 20 | 15 | 333 | 159 | 8 | 1 | 355.707 | 19.94 | 306.268 | 293.914
2 | 20 | 16 | 91 | 83 | 5 | 0 | 118.588 | 11.257 | 104.286 | 97.106
2 | 20 | 17 | 0 | 0 | 2 | 0 | 0 | 2 | 0 | 0
2 | 20 | 18 | 0 | 0 | 1 | 0 | 0 | 1 | 0 | 0
2 | 20 | 19 | 0 | 0 | 0 | 0 | 0 | 0 | 0 | 0
2 | 20 | 20 | 0 | 0 | 0 | 1 | 0 | 0 | 0 | 0
2 | 20 | 21 | 0 | 0 | 0 | 0 | 0 | 0 | 0 | 0
2 | 20 | 22 | 0 | 0 | 0 | 0 | 0 | 0 | 0 | 0
2 | 20 | 23 | 0 | 0 | 0 | 0 | 0 | 0 | 0 | 0
2 | 21 | 0 | 0 | 0 | -1 | 0 | 0 | -1 | 0 | 0
2 | 21 | 1 | 0 | 0 | -2 | 1 | 0 | -2 | 0 | 0
2 | 21 | 2 | 0 | 0 | -2 | 1 | 0 | -2 | 0 | 0
2 | 21 | 3 | 0 | 0 | -2 | 1 | 0 | -2 | 0 | 0
2 | 21 | 4 | 0 | 0 | -3 | 1 | 0 | -3 | 0 | 0
2 | 21 | 5 | 0 | 0 | -2 | 0 | 0 | -2 | 0 | 0
2 | 21 | 6 | 0 | 0 | 0 | 0 | 0 | 0 | 0 | 0
2 | 21 | 7 | 170 | 79 | 2 | 1 | 142.005 | 4.112 | 125.71 | 118.053
2 | 21 | 8 | 374 | 150 | 5 | 2 | 364.755 | 13.566 | 322.291 | 309.462
2 | 21 | 9 | 136 | 260 | 7 | 2 | 375.94 | 16.631 | 334.686 | 321.482
2 | 21 | 10 | 182 | 329 | 8 | 2 | 507.962 | 21.199 | 443.8 | 427.055
2 | 21 | 11 | 34 | 298 | 9 | 3 | 339.811 | 16.892 | 303.058 | 290.798
2 | 21 | 12 | 543 | 282 | 10 | 3 | 816.807 | 28.741 | 688.971 | 662.654
2 | 21 | 13 | 126 | 328 | 10 | 3 | 460.447 | 21.577 | 401.694 | 386.368
2 | 21 | 14 | 474 | 210 | 9 | 3 | 581.339 | 22.546 | 501.946 | 483.133
2 | 21 | 15 | 937 | 59 | 8 | 2 | 580.537 | 23.807 | 483.446 | 465.305
2 | 21 | 16 | 762 | 44 | 4 | 1 | 305.118 | 14.725 | 240.435 | 229.935
2 | 21 | 17 | 0 | 0 | 2 | 1 | 0 | 2 | 0 | 0
2 | 21 | 18 | 0 | 0 | 1 | 1 | 0 | 1 | 0 | 0
2 | 21 | 19 | 0 | 0 | 0 | 1 | 0 | 0 | 0 | 0
2 | 21 | 20 | 0 | 0 | 0 | 1 | 0 | 0 | 0 | 0
2 | 21 | 21 | 0 | 0 | 0 | 1 | 0 | 0 | 0 | 0
2 | 21 | 22 | 0 | 0 | 0 | 1 | 0 | 0 | 0 | 0
2 | 21 | 23 | 0 | 0 | -1 | 1 | 0 | -1 | 0 | 0
2 | 22 | 0 | 0 | 0 | -1 | 1 | 0 | -1 | 0 | 0
2 | 22 | 1 | 0 | 0 | -2 | 1 | 0 | -2 | 0 | 0
2 | 22 | 2 | 0 | 0 | -2 | 1 | 0 | -2 | 0 | 0
2 | 22 | 3 | 0 | 0 | -2 | 1 | 0 | -2 | 0 | 0
2 | 22 | 4 | 0 | 0 | -2 | 1 | 0 | -2 | 0 | 0
2 | 22 | 5 | 0 | 0 | -1 | 1 | 0 | -1 | 0 | 0
2 | 22 | 6 | 0 | 0 | 1 | 1 | 0 | 1 | 0 | 0
2 | 22 | 7 | 726 | 44 | 5 | 3 | 286.603 | 10.237 | 229.121 | 218.922
2 | 22 | 8 | 906 | 61 | 8 | 4 | 559.409 | 19.41 | 474.748 | 456.918
2 | 22 | 9 | 986 | 70 | 10 | 4 | 788.061 | 26.924 | 664.012 | 638.771
2 | 22 | 10 | 1024 | 77 | 12 | 3 | 952.594 | 34.888 | 778.198 | 747.842
2 | 22 | 11 | 1041 | 80 | 13 | 3 | 1039.172 | 38.193 | 836.616 | 803.455
2 | 22 | 12 | 1041 | 80 | 14 | 2 | 1040.706 | 42.604 | 819.357 | 787.038
2 | 22 | 13 | 1024 | 77 | 15 | 2 | 957.016 | 41.493 | 756.473 | 727.127
2 | 22 | 14 | 986 | 71 | 14 | 2 | 795.98 | 36.293 | 641.273 | 616.993
2 | 22 | 15 | 908 | 61 | 12 | 1 | 568.59 | 31.473 | 456.857 | 439.659
2 | 22 | 16 | 732 | 45 | 9 | 1 | 297.317 | 19.278 | 230.097 | 219.873
2 | 22 | 17 | 0 | 0 | 6 | 1 | 0 | 6 | 0 | 0
2 | 22 | 18 | 0 | 0 | 6 | 1 | 0 | 6 | 0 | 0
2 | 22 | 19 | 0 | 0 | 5 | 0 | 0 | 5 | 0 | 0
2 | 22 | 20 | 0 | 0 | 5 | 0 | 0 | 5 | 0 | 0
2 | 22 | 21 | 0 | 0 | 5 | 0 | 0 | 5 | 0 | 0
2 | 22 | 22 | 0 | 0 | 4 | 1 | 0 | 4 | 0 | 0
2 | 22 | 23 | 0 | 0 | 3 | 1 | 0 | 3 | 0 | 0
2 | 23 | 0 | 0 | 0 | 2 | 1 | 0 | 2 | 0 | 0
2 | 23 | 1 | 0 | 0 | 1 | 1 | 0 | 1 | 0 | 0
2 | 23 | 2 | 0 | 0 | 1 | 1 | 0 | 1 | 0 | 0
2 | 23 | 3 | 0 | 0 | 0 | 1 | 0 | 0 | 0 | 0
2 | 23 | 4 | 0 | 0 | 0 | 1 | 0 | 0 | 0 | 0
2 | 23 | 5 | 0 | 0 | 0 | 1 | 0 | 0 | 0 | 0
2 | 23 | 6 | 0 | 0 | 2 | 1 | 0 | 2 | 0 | 0
2 | 23 | 7 | 750 | 42 | 7 | 1 | 293.874 | 14.218 | 230.787 | 220.544
2 | 23 | 8 | 925 | 57 | 11 | 2 | 567.334 | 25.427 | 468.312 | 450.71
2 | 23 | 9 | 1002 | 65 | 14 | 1 | 796.36 | 38.953 | 632.818 | 608.89
2 | 23 | 10 | 1040 | 71 | 16 | 0 | 961.882 | 52.65 | 717.044 | 689.487
2 | 23 | 11 | 1057 | 74 | 17 | 0 | 1049.493 | 56.878 | 765.854 | 736.074
2 | 23 | 12 | 1057 | 74 | 18 | 0 | 1050.893 | 58.228 | 761.169 | 731.607
2 | 23 | 13 | 1040 | 72 | 18 | 0 | 967.074 | 55.879 | 708.435 | 681.262
2 | 23 | 14 | 1002 | 67 | 18 | 0 | 804.851 | 50.783 | 601.846 | 579.186
2 | 23 | 15 | 926 | 58 | 16 | 0 | 576.454 | 41.131 | 441.533 | 424.866
2 | 23 | 16 | 244 | 82 | 12 | 0 | 171.434 | 22.197 | 138.678 | 130.725
2 | 23 | 17 | 0 | 0 | 9 | 0 | 0 | 9 | 0 | 0
2 | 23 | 18 | 0 | 0 | 8 | 0 | 0 | 8 | 0 | 0
2 | 23 | 19 | 0 | 0 | 8 | 0 | 0 | 8 | 0 | 0
2 | 23 | 20 | 0 | 0 | 8 | 1 | 0 | 8 | 0 | 0
2 | 23 | 21 | 0 | 0 | 7 | 0 | 0 | 7 | 0 | 0
2 | 23 | 22 | 0 | 0 | 7 | 0 | 0 | 7 | 0 | 0
2 | 23 | 23 | 0 | 0 | 7 | 0 | 0 | 7 | 0 | 0
2 | 24 | 0 | 0 | 0 | 6 | 0 | 0 | 6 | 0 | 0
2 | 24 | 1 | 0 | 0 | 6 | 0 | 0 | 6 | 0 | 0
2 | 24 | 2 | 0 | 0 | 5 | 0 | 0 | 5 | 0 | 0
2 | 24 | 3 | 0 | 0 | 5 | 1 | 0 | 5 | 0 | 0
2 | 24 | 4 | 0 | 0 | 4 | 0 | 0 | 4 | 0 | 0
2 | 24 | 5 | 0 | 0 | 4 | 0 | 0 | 4 | 0 | 0
2 | 24 | 6 | 0 | 0 | 5 | 0 | 0 | 5 | 0 | 0
2 | 24 | 7 | 155 | 85 | 9 | 0 | 144.234 | 11.902 | 124.397 | 116.77
2 | 24 | 8 | 932 | 59 | 13 | 0 | 575.783 | 33.945 | 456.567 | 439.379
2 | 24 | 9 | 1008 | 68 | 16 | 1 | 806.794 | 41.168 | 634.142 | 610.16
2 | 24 | 10 | 1050 | 71 | 18 | 1 | 973.103 | 48.55 | 741.545 | 712.884
2 | 24 | 11 | 1065 | 74 | 19 | 1 | 1059.508 | 52.415 | 792.275 | 761.255
2 | 24 | 12 | 1064 | 74 | 19 | 1 | 1059.834 | 52.742 | 791.14 | 760.174
2 | 24 | 13 | 1048 | 72 | 19 | 2 | 976.139 | 45.784 | 754.825 | 725.555
2 | 24 | 14 | 1009 | 67 | 18 | 2 | 811.832 | 40.556 | 640.371 | 616.129
2 | 24 | 15 | 933 | 59 | 16 | 1 | 582.903 | 35.76 | 458.864 | 441.595
2 | 24 | 16 | 247 | 84 | 13 | 1 | 174.733 | 19.399 | 143.296 | 135.236
2 | 24 | 17 | 214 | 11 | 10 | 1 | 45.469 | 9.919 | 29.57 | 23.92
2 | 24 | 18 | 0 | 0 | 9 | 0 | 0 | 9 | 0 | 0
2 | 24 | 19 | 0 | 0 | 8 | 0 | 0 | 8 | 0 | 0
2 | 24 | 20 | 0 | 0 | 8 | 0 | 0 | 8 | 0 | 0
2 | 24 | 21 | 0 | 0 | 7 | 0 | 0 | 7 | 0 | 0
2 | 24 | 22 | 0 | 0 | 6 | 0 | 0 | 6 | 0 | 0
2 | 24 | 23 | 0 | 0 | 5 | 0 | 0 | 5 | 0 | 0
2 | 25 | 0 | 0 | 0 | 5 | 0 | 0 | 5 | 0 | 0
2 | 25 | 1 | 0 | 0 | 4 | 0 | 0 | 4 | 0 | 0
2 | 25 | 2 | 0 | 0 | 4 | 0 | 0 | 4 | 0 | 0
2 | 25 | 3 | 0 | 0 | 5 | 0 | 0 | 5 | 0 | 0
2 | 25 | 4 | 0 | 0 | 5 | 0 | 0 | 5 | 0 | 0
2 | 25 | 5 | 0 | 0 | 5 | 0 | 0 | 5 | 0 | 0
2 | 25 | 6 | 0 | 0 | 7 | 0 | 0 | 7 | 0 | 0
2 | 25 | 7 | 786 | 41 | 11 | 0 | 307.026 | 20.992 | 234.166 | 223.833
2 | 25 | 8 | 949 | 54 | 14 | 1 | 581.684 | 31.577 | 466.694 | 449.15
2 | 25 | 9 | 1021 | 62 | 17 | 2 | 811.945 | 38.428 | 647.175 | 622.648
2 | 25 | 10 | 665 | 212 | 19 | 2 | 813.165 | 41.06 | 644.657 | 620.235
2 | 25 | 11 | 576 | 281 | 20 | 2 | 849.881 | 42.93 | 668.273 | 642.85
2 | 25 | 12 | 490 | 303 | 21 | 2 | 795.23 | 42.644 | 626.261 | 602.604
2 | 25 | 13 | 598 | 239 | 21 | 2 | 784.428 | 42.216 | 618.343 | 595.012
2 | 25 | 14 | 580 | 184 | 20 | 1 | 633.347 | 40.899 | 500.028 | 481.285
2 | 25 | 15 | 372 | 162 | 18 | 0 | 381.918 | 35.633 | 305.161 | 292.84
2 | 25 | 16 | 182 | 89 | 14 | 0 | 158.68 | 21.92 | 130.484 | 122.719
2 | 25 | 17 | 0 | 10 | 11 | 0 | 9.465 | 9.762 | 8.714 | 3.454
2 | 25 | 18 | 0 | 0 | 10 | 0 | 0 | 10 | 0 | 0
2 | 25 | 19 | 0 | 0 | 10 | 1 | 0 | 10 | 0 | 0
2 | 25 | 20 | 0 | 0 | 9 | 1 | 0 | 9 | 0 | 0
2 | 25 | 21 | 0 | 0 | 9 | 1 | 0 | 9 | 0 | 0
2 | 25 | 22 | 0 | 0 | 9 | 1 | 0 | 9 | 0 | 0
2 | 25 | 23 | 0 | 0 | 10 | 1 | 0 | 10 | 0 | 0
2 | 26 | 0 | 0 | 0 | 10 | 1 | 0 | 10 | 0 | 0
2 | 26 | 1 | 0 | 0 | 10 | 1 | 0 | 10 | 0 | 0
2 | 26 | 2 | 0 | 0 | 9 | 1 | 0 | 9 | 0 | 0
2 | 26 | 3 | 0 | 0 | 9 | 1 | 0 | 9 | 0 | 0
2 | 26 | 4 | 0 | 0 | 9 | 1 | 0 | 9 | 0 | 0
2 | 26 | 5 | 0 | 0 | 9 | 1 | 0 | 9 | 0 | 0
2 | 26 | 6 | 0 | 8 | 10 | 0 | 7.568 | 6.217 | 7.077 | 1.847
2 | 26 | 7 | 98 | 90 | 12 | 0 | 127.553 | 14.242 | 110.717 | 103.396
2 | 26 | 8 | 545 | 127 | 15 | 1 | 443.906 | 27.546 | 366.646 | 352.451
2 | 26 | 9 | 571 | 187 | 18 | 2 | 628.71 | 34.331 | 512.908 | 493.69
2 | 26 | 10 | 643 | 223 | 19 | 2 | 804.993 | 40.315 | 640.666 | 616.412
2 | 26 | 11 | 499 | 305 | 20 | 2 | 806.136 | 41.823 | 637.527 | 613.403
2 | 26 | 12 | 449 | 314 | 21 | 3 | 770.191 | 39.478 | 616.415 | 593.163
2 | 26 | 13 | 243 | 339 | 20 | 3 | 571.886 | 33.89 | 470.38 | 452.705
2 | 26 | 14 | 419 | 238 | 19 | 3 | 566.762 | 32.306 | 467.653 | 450.075
2 | 26 | 15 | 95 | 184 | 17 | 3 | 241.465 | 22.656 | 207.977 | 198.331
2 | 26 | 16 | 15 | 84 | 14 | 2 | 87.4 | 15.282 | 77.862 | 71.247
2 | 26 | 17 | 0 | 7 | 11 | 1 | 6.62 | 9.109 | 6.113 | 0.9
2 | 26 | 18 | 0 | 0 | 9 | 0 | 0 | 9 | 0 | 0
2 | 26 | 19 | 0 | 0 | 8 | 0 | 0 | 8 | 0 | 0
2 | 26 | 20 | 0 | 0 | 7 | 0 | 0 | 7 | 0 | 0
2 | 26 | 21 | 0 | 0 | 7 | 0 | 0 | 7 | 0 | 0
2 | 26 | 22 | 0 | 0 | 6 | 0 | 0 | 6 | 0 | 0
2 | 26 | 23 | 0 | 0 | 6 | 0 | 0 | 6 | 0 | 0
2 | 27 | 0 | 0 | 0 | 6 | 0 | 0 | 6 | 0 | 0
2 | 27 | 1 | 0 | 0 | 6 | 0 | 0 | 6 | 0 | 0
2 | 27 | 2 | 0 | 0 | 6 | 0 | 0 | 6 | 0 | 0
2 | 27 | 3 | 0 | 0 | 6 | 0 | 0 | 6 | 0 | 0
2 | 27 | 4 | 0 | 0 | 7 | 0 | 0 | 7 | 0 | 0
2 | 27 | 5 | 0 | 0 | 7 | 0 | 0 | 7 | 0 | 0
2 | 27 | 6 | 0 | 13 | 8 | 0 | 12.313 | 4.327 | 11.607 | 6.294
2 | 27 | 7 | 309 | 82 | 10 | 0 | 196.531 | 15.48 | 162.662 | 154.143
2 | 27 | 8 | 412 | 157 | 12 | 0 | 404.128 | 27.371 | 335.747 | 322.511
2 | 27 | 9 | 632 | 172 | 14 | 1 | 661.528 | 34.369 | 539.465 | 519.251
2 | 27 | 10 | 22 | 255 | 16 | 2 | 270.188 | 23.699 | 233.522 | 223.206
2 | 27 | 11 | 368 | 349 | 16 | 3 | 725.261 | 32.291 | 601.542 | 578.895
2 | 27 | 12 | 12 | 205 | 16 | 3 | 210.61 | 21.326 | 184.072 | 175.03
2 | 27 | 13 | 8 | 167 | 15 | 3 | 168.36 | 17.953 | 149.431 | 141.226
2 | 27 | 14 | 13 | 193 | 15 | 3 | 198.243 | 18.566 | 175.397 | 166.568
2 | 27 | 15 | 0 | 75 | 14 | 3 | 71.26 | 14.538 | 64.237 | 57.903
2 | 27 | 16 | 0 | 54 | 12 | 2 | 51.419 | 11.632 | 46.955 | 40.967
2 | 27 | 17 | 0 | 5 | 10 | 2 | 4.726 | 8.206 | 4.382 | 0
2 | 27 | 18 | 0 | 0 | 9 | 2 | 0 | 9 | 0 | 0
2 | 27 | 19 | 0 | 0 | 9 | 3 | 0 | 9 | 0 | 0
2 | 27 | 20 | 0 | 0 | 9 | 3 | 0 | 9 | 0 | 0
2 | 27 | 21 | 0 | 0 | 9 | 3 | 0 | 9 | 0 | 0
2 | 27 | 22 | 0 | 0 | 10 | 4 | 0 | 10 | 0 | 0
2 | 27 | 23 | 0 | 0 | 10 | 4 | 0 | 10 | 0 | 0
2 | 28 | 0 | 0 | 0 | 10 | 4 | 0 | 10 | 0 | 0
2 | 28 | 1 | 0 | 0 | 10 | 4 | 0 | 10 | 0 | 0
2 | 28 | 2 | 0 | 0 | 10 | 5 | 0 | 10 | 0 | 0
2 | 28 | 3 | 0 | 0 | 10 | 4 | 0 | 10 | 0 | 0
2 | 28 | 4 | 0 | 0 | 9 | 4 | 0 | 9 | 0 | 0
2 | 28 | 5 | 0 | 0 | 9 | 4 | 0 | 9 | 0 | 0
2 | 28 | 6 | 0 | 6 | 9 | 4 | 5.673 | 7.493 | 5.275 | 0.078
2 | 28 | 7 | 0 | 73 | 9 | 4 | 70.721 | 8.952 | 65.347 | 58.99
2 | 28 | 8 | 0 | 57 | 9 | 5 | 54.114 | 8.756 | 50.044 | 43.996
2 | 28 | 9 | 96 | 273 | 11 | 5 | 352.675 | 16.623 | 314.319 | 301.728
2 | 28 | 10 | 447 | 287 | 12 | 5 | 708.598 | 25.071 | 607.787 | 584.887
2 | 28 | 11 | 563 | 295 | 13 | 5 | 856.661 | 29.521 | 720.036 | 692.346
2 | 28 | 12 | 723 | 223 | 13 | 4 | 930.388 | 33.464 | 767.131 | 737.292
2 | 28 | 13 | 715 | 191 | 13 | 4 | 840.107 | 31.707 | 697.788 | 671.085
2 | 28 | 14 | 553 | 197 | 12 | 4 | 630.143 | 26.069 | 535.278 | 515.223
2 | 28 | 15 | 713 | 90 | 11 | 3 | 504.6 | 23.125 | 424.275 | 408.196
2 | 28 | 16 | 720 | 49 | 14 | 2 | 302.662 | 22.054 | 233.024 | 222.722
2 | 28 | 17 | 0 | 21 | 11 | 2 | 20.019 | 10.582 | 18.366 | 12.927
2 | 28 | 18 | 0 | 0 | 9 | 2 | 0 | 9 | 0 | 0
2 | 28 | 19 | 0 | 0 | 8 | 2 | 0 | 8 | 0 | 0
2 | 28 | 20 | 0 | 0 | 7 | 2 | 0 | 7 | 0 | 0
2 | 28 | 21 | 0 | 0 | 7 | 3 | 0 | 7 | 0 | 0
2 | 28 | 22 | 0 | 0 | 7 | 3 | 0 | 7 | 0 | 0
2 | 28 | 23 | 0 | 0 | 6 | 2 | 0 | 6 | 0 | 0
3 | 1 | 0 | 0 | 0 | 6 | 2 | 0 | 6 | 0 | 0
3 | 1 | 1 | 0 | 0 | 6 | 1 | 0 | 6 | 0 | 0
3 | 1 | 2 | 0 | 0 | 5 | 1 | 0 | 5 | 0 | 0
3 | 1 | 3 | 0 | 0 | 4 | 2 | 0 | 4 | 0 | 0
3 | 1 | 4 | 0 | 0 | 3 | 2 | 0 | 3 | 0 | 0
3 | 1 | 5 | 0 | 0 | 2 | 3 | 0 | 2 | 0 | 0
3 | 1 | 6 | 0 | 16 | 2 | 5 | 15.162 | 0.849 | 14.506 | 9.139
3 | 1 | 7 | 311 | 86 | 4 | 6 | 203.35 | 6.313 | 175.969 | 167.126
3 | 1 | 8 | 442 | 156 | 6 | 6 | 422.649 | 12.451 | 376.162 | 361.665
3 | 1 | 9 | 622 | 180 | 8 | 5 | 667.281 | 20.366 | 581.975 | 560.11
3 | 1 | 10 | 1067 | 76 | 9 | 5 | 1010.087 | 28.42 | 852.083 | 818.159
3 | 1 | 11 | 1081 | 80 | 11 | 4 | 1097.22 | 35.344 | 896.286 | 833.333
3 | 1 | 12 | 1077 | 82 | 12 | 4 | 1095.754 | 36.442 | 890.232 | 833.333
3 | 1 | 13 | 1047 | 84 | 12 | 4 | 1001.834 | 34.477 | 820.685 | 788.302
3 | 1 | 14 | 1003 | 79 | 12 | 3 | 831.66 | 32.642 | 683.049 | 656.989
3 | 1 | 15 | 919 | 70 | 11 | 2 | 595.489 | 27.912 | 488.371 | 470.052
3 | 1 | 16 | 735 | 54 | 8 | 1 | 314.442 | 18.976 | 246.315 | 235.655
3 | 1 | 17 | 190 | 17 | 5 | 1 | 48.021 | 5.772 | 33.978 | 28.244
3 | 1 | 18 | 0 | 0 | 4 | 1 | 0 | 4 | 0 | 0
3 | 1 | 19 | 0 | 0 | 4 | 1 | 0 | 4 | 0 | 0
3 | 1 | 20 | 0 | 0 | 3 | 1 | 0 | 3 | 0 | 0
3 | 1 | 21 | 0 | 0 | 3 | 1 | 0 | 3 | 0 | 0
3 | 1 | 22 | 0 | 0 | 2 | 0 | 0 | 2 | 0 | 0
3 | 1 | 23 | 0 | 0 | 1 | 0 | 0 | 1 | 0 | 0
3 | 2 | 0 | 0 | 0 | 1 | 1 | 0 | 1 | 0 | 0
3 | 2 | 1 | 0 | 0 | 0 | 1 | 0 | 0 | 0 | 0
3 | 2 | 2 | 0 | 0 | 0 | 1 | 0 | 0 | 0 | 0
3 | 2 | 3 | 0 | 0 | 0 | 1 | 0 | 0 | 0 | 0
3 | 2 | 4 | 0 | 0 | 0 | 1 | 0 | 0 | 0 | 0
3 | 2 | 5 | 0 | 0 | 0 | 1 | 0 | 0 | 0 | 0
3 | 2 | 6 | 0 | 27 | 1 | 3 | 26.182 | -0.157 | 25.156 | 19.59
3 | 2 | 7 | 784 | 46 | 4 | 4 | 324.831 | 9.638 | 264.496 | 253.336
3 | 2 | 8 | 942 | 59 | 7 | 5 | 598.625 | 17.861 | 514.373 | 495.102
3 | 2 | 9 | 1015 | 67 | 8 | 5 | 829.741 | 23.815 | 710.849 | 683.568
3 | 2 | 10 | 1046 | 75 | 10 | 5 | 993.548 | 29.361 | 834.431 | 801.378
3 | 2 | 11 | 1063 | 79 | 11 | 5 | 1081.954 | 32.326 | 897.029 | 833.333
3 | 2 | 12 | 1065 | 80 | 11 | 5 | 1084.673 | 32.52 | 898.431 | 833.333
3 | 2 | 13 | 1062 | 74 | 11 | 4 | 1005.432 | 33.569 | 827.337 | 794.631
3 | 2 | 14 | 1033 | 68 | 11 | 4 | 842.922 | 29.979 | 701.27 | 674.413
3 | 2 | 15 | 969 | 60 | 10 | 3 | 613.355 | 25.254 | 509.113 | 490.036
3 | 2 | 16 | 832 | 44 | 6 | 2 | 336.444 | 15.447 | 265.929 | 254.73
3 | 2 | 17 | 0 | 29 | 3 | 1 | 28.288 | 3.216 | 26.793 | 21.196
3 | 2 | 18 | 0 | 0 | 1 | 1 | 0 | 1 | 0 | 0
3 | 2 | 19 | 0 | 0 | 1 | 1 | 0 | 1 | 0 | 0
3 | 2 | 20 | 0 | 0 | 1 | 1 | 0 | 1 | 0 | 0
3 | 2 | 21 | 0 | 0 | 1 | 1 | 0 | 1 | 0 | 0
3 | 2 | 22 | 0 | 0 | 2 | 1 | 0 | 2 | 0 | 0
3 | 2 | 23 | 0 | 0 | 2 | 1 | 0 | 2 | 0 | 0
3 | 3 | 0 | 0 | 0 | 1 | 1 | 0 | 1 | 0 | 0
3 | 3 | 1 | 0 | 0 | 0 | 1 | 0 | 0 | 0 | 0
3 | 3 | 2 | 0 | 0 | 0 | 1 | 0 | 0 | 0 | 0
3 | 3 | 3 | 0 | 0 | 0 | 1 | 0 | 0 | 0 | 0
3 | 3 | 4 | 0 | 0 | -1 | 1 | 0 | -1 | 0 | 0
3 | 3 | 5 | 0 | 0 | 0 | 1 | 0 | 0 | 0 | 0
3 | 3 | 6 | 0 | 33 | 2 | 2 | 32.564 | 0.787 | 31.163 | 25.482
3 | 3 | 7 | 846 | 42 | 5 | 4 | 342.75 | 11.056 | 276.82 | 265.315
3 | 3 | 8 | 985 | 54 | 8 | 5 | 619.705 | 19.306 | 529.057 | 509.237
3 | 3 | 9 | 1048 | 62 | 10 | 4 | 851.226 | 28.399 | 713.721 | 686.313
3 | 3 | 10 | 1077 | 68 | 11 | 4 | 1015.141 | 33.307 | 836.469 | 803.316
3 | 3 | 11 | 1090 | 71 | 12 | 3 | 1100.544 | 38.77 | 883.845 | 833.333
3 | 3 | 12 | 1089 | 72 | 13 | 3 | 1100.208 | 39.909 | 878.512 | 833.333
3 | 3 | 13 | 1076 | 69 | 14 | 3 | 1013.83 | 38.921 | 812.418 | 780.435
3 | 3 | 14 | 1042 | 64 | 14 | 2 | 846.619 | 37.733 | 678.112 | 652.266
3 | 3 | 15 | 976 | 57 | 13 | 1 | 615.069 | 33.999 | 489.565 | 471.202
3 | 3 | 16 | 835 | 44 | 9 | 1 | 338.225 | 20.791 | 261.076 | 250.012
3 | 3 | 17 | 0 | 31 | 6 | 1 | 30.374 | 6.313 | 28.389 | 22.762
3 | 3 | 18 | 0 | 0 | 5 | 1 | 0 | 5 | 0 | 0
3 | 3 | 19 | 0 | 0 | 5 | 1 | 0 | 5 | 0 | 0
3 | 3 | 20 | 0 | 0 | 4 | 1 | 0 | 4 | 0 | 0
3 | 3 | 21 | 0 | 0 | 4 | 1 | 0 | 4 | 0 | 0
3 | 3 | 22 | 0 | 0 | 4 | 1 | 0 | 4 | 0 | 0
3 | 3 | 23 | 0 | 0 | 3 | 1 | 0 | 3 | 0 | 0
3 | 4 | 0 | 0 | 0 | 3 | 1 | 0 | 3 | 0 | 0
3 | 4 | 1 | 0 | 0 | 2 | 1 | 0 | 2 | 0 | 0
3 | 4 | 2 | 0 | 0 | 2 | 1 | 0 | 2 | 0 | 0
3 | 4 | 3 | 0 | 0 | 1 | 1 | 0 | 1 | 0 | 0
3 | 4 | 4 | 0 | 0 | 1 | 1 | 0 | 1 | 0 | 0
3 | 4 | 5 | 0 | 0 | 1 | 1 | 0 | 1 | 0 | 0
3 | 4 | 6 | 0 | 36 | 3 | 1 | 35.774 | 1.612 | 34.116 | 28.379
3 | 4 | 7 | 855 | 43 | 8 | 2 | 349.256 | 15.737 | 276.846 | 265.34
3 | 4 | 8 | 992 | 55 | 12 | 2 | 627.5 | 28.157 | 514.34 | 495.07
3 | 4 | 9 | 1055 | 62 | 15 | 1 | 859.26 | 41.913 | 674.091 | 648.418
3 | 4 | 10 | 1078 | 71 | 17 | 1 | 1022.206 | 49.156 | 777.065 | 746.762
3 | 4 | 11 | 1091 | 74 | 18 | 1 | 1107.491 | 52.955 | 826.055 | 793.411
3 | 4 | 12 | 1089 | 74 | 19 | 1 | 1104.799 | 54.104 | 818.916 | 786.619
3 | 4 | 13 | 1075 | 70 | 20 | 1 | 1016.074 | 52.661 | 758 | 728.584
3 | 4 | 14 | 1039 | 65 | 19 | 2 | 847.12 | 42.499 | 662.436 | 637.262
3 | 4 | 15 | 969 | 58 | 18 | 1 | 613.441 | 38.69 | 477.205 | 459.287
3 | 4 | 16 | 326 | 89 | 14 | 1 | 211.84 | 21.717 | 171.147 | 162.423
3 | 4 | 17 | 364 | 17 | 11 | 1 | 70.959 | 12.009 | 44.258 | 38.323
3 | 4 | 18 | 0 | 0 | 9 | 0 | 0 | 9 | 0 | 0
3 | 4 | 19 | 0 | 0 | 9 | 0 | 0 | 9 | 0 | 0
3 | 4 | 20 | 0 | 0 | 8 | 0 | 0 | 8 | 0 | 0
3 | 4 | 21 | 0 | 0 | 7 | 0 | 0 | 7 | 0 | 0
3 | 4 | 22 | 0 | 0 | 7 | 0 | 0 | 7 | 0 | 0
3 | 4 | 23 | 0 | 0 | 6 | 0 | 0 | 6 | 0 | 0
3 | 5 | 0 | 0 | 0 | 5 | 0 | 0 | 5 | 0 | 0
3 | 5 | 1 | 0 | 0 | 5 | 0 | 0 | 5 | 0 | 0
3 | 5 | 2 | 0 | 0 | 5 | 0 | 0 | 5 | 0 | 0
3 | 5 | 3 | 0 | 0 | 5 | 0 | 0 | 5 | 0 | 0
3 | 5 | 4 | 0 | 0 | 5 | 0 | 0 | 5 | 0 | 0
3 | 5 | 5 | 0 | 0 | 5 | 0 | 0 | 5 | 0 | 0
3 | 5 | 6 | 0 | 17 | 7 | 0 | 16.109 | 4.437 | 15.178 | 9.799
3 | 5 | 7 | 139 | 105 | 10 | 0 | 158.159 | 13.787 | 137.148 | 129.229
3 | 5 | 8 | 912 | 66 | 14 | 0 | 597.106 | 35.724 | 472.492 | 454.742
3 | 5 | 9 | 986 | 73 | 17 | 1 | 823.034 | 42.653 | 643.474 | 619.102
3 | 5 | 10 | 1016 | 81 | 19 | 2 | 982.165 | 45.255 | 762.149 | 732.542
3 | 5 | 11 | 603 | 291 | 20 | 2 | 896.825 | 44.572 | 699.409 | 672.634
3 | 5 | 12 | 488 | 329 | 21 | 3 | 828.63 | 41.006 | 658.179 | 633.186
3 | 5 | 13 | 557 | 263 | 20 | 3 | 783.135 | 38.851 | 628.244 | 604.505
3 | 5 | 14 | 548 | 208 | 19 | 3 | 642.211 | 34.557 | 523.995 | 504.365
3 | 5 | 15 | 881 | 70 | 18 | 3 | 580.934 | 31.822 | 468.227 | 450.628
3 | 5 | 16 | 385 | 84 | 14 | 2 | 226.968 | 20.279 | 183.128 | 174.109
3 | 5 | 17 | 0 | 29 | 10 | 1 | 28.137 | 9.627 | 25.922 | 20.342
3 | 5 | 18 | 0 | 0 | 8 | 0 | 0 | 8 | 0 | 0
3 | 5 | 19 | 0 | 0 | 7 | 0 | 0 | 7 | 0 | 0
3 | 5 | 20 | 0 | 0 | 6 | 0 | 0 | 6 | 0 | 0
3 | 5 | 21 | 0 | 0 | 5 | 0 | 0 | 5 | 0 | 0
3 | 5 | 22 | 0 | 0 | 5 | 0 | 0 | 5 | 0 | 0
3 | 5 | 23 | 0 | 0 | 5 | 0 | 0 | 5 | 0 | 0
3 | 6 | 0 | 0 | 0 | 5 | 0 | 0 | 5 | 0 | 0
3 | 6 | 1 | 0 | 0 | 5 | 0 | 0 | 5 | 0 | 0
3 | 6 | 2 | 0 | 0 | 5 | 0 | 0 | 5 | 0 | 0
3 | 6 | 3 | 0 | 0 | 5 | 0 | 0 | 5 | 0 | 0
3 | 6 | 4 | 0 | 0 | 5 | 0 | 0 | 5 | 0 | 0
3 | 6 | 5 | 0 | 0 | 5 | 0 | 0 | 5 | 0 | 0
3 | 6 | 6 | 0 | 15 | 7 | 0 | 14.207 | 3.69 | 13.429 | 8.083
3 | 6 | 7 | 44 | 103 | 11 | 1 | 119.08 | 12.507 | 106.457 | 99.23
3 | 6 | 8 | 831 | 70 | 14 | 2 | 560.212 | 27.607 | 461.718 | 444.349
3 | 6 | 9 | 950 | 83 | 15 | 2 | 809.861 | 36.391 | 653.709 | 628.906
3 | 6 | 10 | 538 | 282 | 16 | 3 | 789.663 | 35.076 | 645.599 | 621.138
3 | 6 | 11 | 300 | 386 | 16 | 3 | 706.251 | 33.116 | 583.533 | 561.606
3 | 6 | 12 | 509 | 330 | 16 | 3 | 850.143 | 36.208 | 691.743 | 665.305
3 | 6 | 13 | 272 | 349 | 15 | 3 | 618.936 | 30.274 | 518.201 | 498.787
3 | 6 | 14 | 172 | 295 | 14 | 3 | 440.104 | 24.526 | 378.001 | 363.445
3 | 6 | 15 | 86 | 197 | 13 | 4 | 248.972 | 17.914 | 219.497 | 209.552
3 | 6 | 16 | 0 | 51 | 11 | 3 | 48.405 | 11.073 | 44.312 | 38.377
3 | 6 | 17 | 0 | 19 | 9 | 2 | 18.011 | 7.551 | 16.745 | 11.336
3 | 6 | 18 | 0 | 0 | 9 | 2 | 0 | 9 | 0 | 0
3 | 6 | 19 | 0 | 0 | 8 | 2 | 0 | 8 | 0 | 0
3 | 6 | 20 | 0 | 0 | 8 | 2 | 0 | 8 | 0 | 0
3 | 6 | 21 | 0 | 0 | 8 | 2 | 0 | 8 | 0 | 0
3 | 6 | 22 | 0 | 0 | 8 | 3 | 0 | 8 | 0 | 0
3 | 6 | 23 | 0 | 0 | 8 | 2 | 0 | 8 | 0 | 0
3 | 7 | 0 | 0 | 0 | 8 | 2 | 0 | 8 | 0 | 0
3 | 7 | 1 | 0 | 0 | 7 | 2 | 0 | 7 | 0 | 0
3 | 7 | 2 | 0 | 0 | 7 | 2 | 0 | 7 | 0 | 0
3 | 7 | 3 | 0 | 0 | 7 | 2 | 0 | 7 | 0 | 0
3 | 7 | 4 | 0 | 0 | 7 | 2 | 0 | 7 | 0 | 0
3 | 7 | 5 | 0 | 0 | 7 | 2 | 0 | 7 | 0 | 0
3 | 7 | 6 | 0 | 20 | 7 | 2 | 18.96 | 5.429 | 17.789 | 12.362
3 | 7 | 7 | 201 | 107 | 8 | 3 | 186.333 | 10.821 | 162.26 | 153.75
3 | 7 | 8 | 7 | 151 | 10 | 3 | 150.686 | 12.415 | 137.006 | 129.091
3 | 7 | 9 | 32 | 247 | 12 | 4 | 275.371 | 16.863 | 245.471 | 234.834
3 | 7 | 10 | 103 | 360 | 13 | 5 | 463.548 | 21.175 | 405.292 | 389.848
3 | 7 | 11 | 13 | 205 | 14 | 5 | 211.245 | 17.555 | 187.847 | 178.711
3 | 7 | 12 | 76 | 380 | 13 | 5 | 465.913 | 21.116 | 407.586 | 392.066
3 | 7 | 13 | 0 | 95 | 13 | 5 | 90.459 | 14.174 | 81.677 | 74.982
3 | 7 | 14 | 22 | 225 | 12 | 5 | 236.848 | 15.418 | 212.535 | 202.771
3 | 7 | 15 | 42 | 184 | 10 | 5 | 209.855 | 13.112 | 189.616 | 180.436
3 | 7 | 16 | 0 | 89 | 9 | 4 | 86.276 | 9.751 | 79.441 | 72.793
3 | 7 | 17 | 0 | 1 | 7 | 4 | 0.944 | 5.545 | 0.886 | 0
3 | 7 | 18 | 0 | 0 | 6 | 3 | 0 | 6 | 0 | 0
3 | 7 | 19 | 0 | 0 | 6 | 3 | 0 | 6 | 0 | 0
3 | 7 | 20 | 0 | 0 | 6 | 3 | 0 | 6 | 0 | 0
3 | 7 | 21 | 0 | 0 | 6 | 3 | 0 | 6 | 0 | 0
3 | 7 | 22 | 0 | 0 | 6 | 4 | 0 | 6 | 0 | 0
3 | 7 | 23 | 0 | 0 | 5 | 3 | 0 | 5 | 0 | 0
3 | 8 | 0 | 0 | 0 | 5 | 3 | 0 | 5 | 0 | 0
3 | 8 | 1 | 0 | 0 | 4 | 2 | 0 | 4 | 0 | 0
3 | 8 | 2 | 0 | 0 | 3 | 2 | 0 | 3 | 0 | 0
3 | 8 | 3 | 0 | 0 | 1 | 1 | 0 | 1 | 0 | 0
3 | 8 | 4 | 0 | 0 | 0 | 0 | 0 | 0 | 0 | 0
3 | 8 | 5 | 0 | 0 | 0 | 0 | 0 | 0 | 0 | 0
3 | 8 | 6 | 422 | 22 | 1 | 0 | 85.317 | 0.62 | 56.727 | 50.545
3 | 8 | 7 | 831 | 47 | 4 | 0 | 354.346 | 16.753 | 282.298 | 270.637
3 | 8 | 8 | 963 | 60 | 7 | 1 | 627.276 | 26.443 | 519.772 | 500.299
3 | 8 | 9 | 1018 | 70 | 10 | 2 | 851.647 | 32.88 | 699.557 | 672.776
3 | 8 | 10 | 810 | 170 | 11 | 2 | 915.741 | 36.134 | 744.591 | 715.791
3 | 8 | 11 | 561 | 319 | 12 | 2 | 890.292 | 36.636 | 722.894 | 695.076
3 | 8 | 12 | 485 | 340 | 13 | 1 | 839.484 | 40.568 | 668.322 | 642.897
3 | 8 | 13 | 0 | 84 | 13 | 1 | 79.95 | 17.695 | 71.052 | 64.578
3 | 8 | 14 | 534 | 217 | 13 | 1 | 642.89 | 31.411 | 532.855 | 512.891
3 | 8 | 15 | 542 | 143 | 12 | 1 | 467.63 | 27.776 | 387.357 | 372.499
3 | 8 | 16 | 432 | 83 | 10 | 0 | 242.607 | 21.861 | 193.607 | 184.327
3 | 8 | 17 | 48 | 20 | 6 | 0 | 28.016 | 7.275 | 23.345 | 17.814
3 | 8 | 18 | 0 | 0 | 4 | 0 | 0 | 4 | 0 | 0
3 | 8 | 19 | 0 | 0 | 3 | 1 | 0 | 3 | 0 | 0
3 | 8 | 20 | 0 | 0 | 3 | 1 | 0 | 3 | 0 | 0
3 | 8 | 21 | 0 | 0 | 2 | 1 | 0 | 2 | 0 | 0
3 | 8 | 22 | 0 | 0 | 2 | 1 | 0 | 2 | 0 | 0
3 | 8 | 23 | 0 | 0 | 1 | 1 | 0 | 1 | 0 | 0
3 | 9 | 0 | 0 | 0 | 1 | 1 | 0 | 1 | 0 | 0
3 | 9 | 1 | 0 | 0 | 1 | 1 | 0 | 1 | 0 | 0
3 | 9 | 2 | 0 | 0 | 1 | 1 | 0 | 1 | 0 | 0
3 | 9 | 3 | 0 | 0 | 0 | 1 | 0 | 0 | 0 | 0
3 | 9 | 4 | 0 | 0 | 0 | 1 | 0 | 0 | 0 | 0
3 | 9 | 5 | 0 | 0 | 1 | 1 | 0 | 1 | 0 | 0
3 | 9 | 6 | 189 | 26 | 4 | 1 | 56.378 | 3.331 | 42.315 | 36.419
3 | 9 | 7 | 213 | 111 | 8 | 2 | 195.587 | 11.566 | 169.828 | 161.136
3 | 9 | 8 | 453 | 172 | 11 | 2 | 454.16 | 22.097 | 388.192 | 373.307
3 | 9 | 9 | 874 | 106 | 14 | 1 | 789.323 | 38.278 | 631.715 | 607.833
3 | 9 | 10 | 686 | 229 | 17 | 1 | 870.228 | 44.735 | 677.534 | 651.713
3 | 9 | 11 | 742 | 230 | 18 | 1 | 971.174 | 48.74 | 741.082 | 712.442
3 | 9 | 12 | 748 | 226 | 19 | 1 | 970.971 | 50.039 | 735.818 | 707.417
3 | 9 | 13 | 609 | 261 | 20 | 2 | 829.386 | 42.883 | 651.916 | 627.189
3 | 9 | 14 | 582 | 205 | 19 | 2 | 666.559 | 37.443 | 536.207 | 516.116
3 | 9 | 15 | 756 | 89 | 18 | 1 | 534.088 | 35.623 | 423.709 | 407.649
3 | 9 | 16 | 280 | 100 | 15 | 0 | 203.842 | 25.864 | 163.06 | 154.532
3 | 9 | 17 | 336 | 21 | 12 | 0 | 69.544 | 14.468 | 44.229 | 38.295
3 | 9 | 18 | 0 | 0 | 10 | 0 | 0 | 10 | 0 | 0
3 | 9 | 19 | 0 | 0 | 9 | 0 | 0 | 9 | 0 | 0
3 | 9 | 20 | 0 | 0 | 9 | 0 | 0 | 9 | 0 | 0
3 | 9 | 21 | 0 | 0 | 8 | 0 | 0 | 8 | 0 | 0
3 | 9 | 22 | 0 | 0 | 7 | 0 | 0 | 7 | 0 | 0
3 | 9 | 23 | 0 | 0 | 7 | 0 | 0 | 7 | 0 | 0
3 | 10 | 0 | 0 | 0 | 7 | 0 | 0 | 7 | 0 | 0
3 | 10 | 1 | 0 | 0 | 7 | 0 | 0 | 7 | 0 | 0
3 | 10 | 2 | 0 | 0 | 7 | 0 | 0 | 7 | 0 | 0
3 | 10 | 3 | 0 | 0 | 6 | 0 | 0 | 6 | 0 | 0
3 | 10 | 4 | 0 | 0 | 6 | 0 | 0 | 6 | 0 | 0
3 | 10 | 5 | 0 | 0 | 6 | 0 | 0 | 6 | 0 | 0
3 | 10 | 6 | 433 | 24 | 8 | 0 | 88.611 | 9.348 | 57.051 | 50.863
3 | 10 | 7 | 820 | 51 | 11 | 0 | 360.287 | 23.87 | 279.338 | 267.761
3 | 10 | 8 | 473 | 170 | 14 | 1 | 464.824 | 28.307 | 385.827 | 371.019
3 | 10 | 9 | 1007 | 73 | 16 | 2 | 851.971 | 38.122 | 682.191 | 656.168
3 | 10 | 10 | 600 | 270 | 19 | 3 | 836.35 | 39.14 | 670.133 | 644.63
3 | 10 | 11 | 756 | 225 | 20 | 3 | 980.696 | 43.306 | 769.876 | 739.909
3 | 10 | 12 | 16 | 250 | 21 | 4 | 259.348 | 27.293 | 220.424 | 210.455
3 | 10 | 13 | 1039 | 70 | 20 | 4 | 995.203 | 40.443 | 791.669 | 760.678
3 | 10 | 14 | 1001 | 65 | 19 | 4 | 827.068 | 37.395 | 664.102 | 638.857
3 | 10 | 15 | 931 | 58 | 18 | 4 | 597.896 | 31.25 | 483.267 | 465.132
3 | 10 | 16 | 793 | 45 | 15 | 3 | 329.183 | 22.831 | 253.133 | 242.287
3 | 10 | 17 | 396 | 19 | 11 | 1 | 74.734 | 12.789 | 45.999 | 40.03
3 | 10 | 18 | 0 | 0 | 8 | 1 | 0 | 8 | 0 | 0
3 | 10 | 19 | 0 | 0 | 7 | 0 | 0 | 7 | 0 | 0
3 | 10 | 20 | 0 | 0 | 7 | 0 | 0 | 7 | 0 | 0
3 | 10 | 21 | 0 | 0 | 6 | 0 | 0 | 6 | 0 | 0
3 | 10 | 22 | 0 | 0 | 6 | 0 | 0 | 6 | 0 | 0
3 | 10 | 23 | 0 | 0 | 6 | 0 | 0 | 6 | 0 | 0
3 | 11 | 0 | 0 | 0 | 5 | 0 | 0 | 5 | 0 | 0
3 | 11 | 1 | 0 | 0 | 4 | 0 | 0 | 4 | 0 | 0
3 | 11 | 2 | 0 | 0 | 3 | 0 | 0 | 3 | 0 | 0
3 | 11 | 3 | 0 | 0 | 3 | 1 | 0 | 3 | 0 | 0
3 | 11 | 4 | 0 | 0 | 3 | 1 | 0 | 3 | 0 | 0
3 | 11 | 5 | 0 | 0 | 4 | 1 | 0 | 4 | 0 | 0
3 | 11 | 6 | 465 | 22 | 7 | 2 | 90.887 | 7.687 | 57.742 | 51.54
3 | 11 | 7 | 808 | 45 | 12 | 3 | 350.5 | 19.031 | 277.776 | 266.244
3 | 11 | 8 | 932 | 56 | 15 | 3 | 612.473 | 28.887 | 502.411 | 483.581
3 | 11 | 9 | 989 | 64 | 18 | 2 | 830.672 | 39.948 | 659.122 | 634.089
3 | 11 | 10 | 1014 | 72 | 20 | 1 | 985.107 | 50.814 | 742.637 | 713.926
3 | 11 | 11 | 1027 | 74 | 21 | 1 | 1063.635 | 54.401 | 787.302 | 756.517
3 | 11 | 12 | 1027 | 74 | 22 | 0 | 1060.839 | 62.131 | 752.103 | 722.958
3 | 11 | 13 | 1021 | 67 | 23 | 0 | 977.513 | 60.706 | 697.774 | 671.071
3 | 11 | 14 | 986 | 64 | 22 | 0 | 815.857 | 54.799 | 598.252 | 575.737
3 | 11 | 15 | 922 | 57 | 21 | 0 | 592.472 | 46.342 | 443.966 | 427.216
3 | 11 | 16 | 791 | 44 | 19 | 0 | 327.865 | 34.507 | 238.447 | 228
3 | 11 | 17 | 393 | 20 | 16 | 0 | 74.805 | 20.121 | 44.771 | 38.826
3 | 11 | 18 | 0 | 0 | 14 | 0 | 0 | 14 | 0 | 0
3 | 11 | 19 | 0 | 0 | 14 | 0 | 0 | 14 | 0 | 0
3 | 11 | 20 | 0 | 0 | 13 | 0 | 0 | 13 | 0 | 0
3 | 11 | 21 | 0 | 0 | 13 | 0 | 0 | 13 | 0 | 0
3 | 11 | 22 | 0 | 0 | 13 | 0 | 0 | 13 | 0 | 0
3 | 11 | 23 | 0 | 0 | 12 | 0 | 0 | 12 | 0 | 0
3 | 12 | 0 | 0 | 0 | 12 | 0 | 0 | 12 | 0 | 0
3 | 12 | 1 | 0 | 0 | 11 | 0 | 0 | 11 | 0 | 0
3 | 12 | 2 | 0 | 0 | 10 | 0 | 0 | 10 | 0 | 0
3 | 12 | 3 | 0 | 0 | 10 | 0 | 0 | 10 | 0 | 0
3 | 12 | 4 | 0 | 0 | 10 | 0 | 0 | 10 | 0 | 0
3 | 12 | 5 | 0 | 0 | 10 | 0 | 0 | 10 | 0 | 0
3 | 12 | 6 | 86 | 30 | 12 | 0 | 43.9 | 11.182 | 35.305 | 29.545
3 | 12 | 7 | 333 | 107 | 15 | 0 | 241.026 | 22.764 | 196.49 | 187.137
3 | 12 | 8 | 444 | 181 | 18 | 1 | 461.408 | 31.561 | 377.631 | 363.086
3 | 12 | 9 | 982 | 72 | 21 | 2 | 836.862 | 42.541 | 655.49 | 630.612
3 | 12 | 10 | 762 | 200 | 23 | 2 | 912.371 | 47.393 | 700.61 | 673.783
3 | 12 | 11 | 560 | 330 | 24 | 2 | 904.758 | 48.375 | 691.812 | 665.37
3 | 12 | 12 | 543 | 336 | 24 | 3 | 892.976 | 45.366 | 693.638 | 667.117
3 | 12 | 13 | 528 | 298 | 24 | 3 | 798.93 | 43.243 | 626.939 | 603.255
3 | 12 | 14 | 577 | 213 | 23 | 3 | 672.683 | 39.207 | 536.513 | 516.411
3 | 12 | 15 | 540 | 148 | 21 | 3 | 473.017 | 32.357 | 383.594 | 368.858
3 | 12 | 16 | 192 | 111 | 18 | 2 | 184.641 | 22.775 | 152.446 | 144.17
3 | 12 | 17 | 15 | 23 | 14 | 1 | 24.148 | 13.328 | 21.063 | 15.574
3 | 12 | 18 | 0 | 0 | 12 | 1 | 0 | 12 | 0 | 0
3 | 12 | 19 | 0 | 0 | 10 | 1 | 0 | 10 | 0 | 0
3 | 12 | 20 | 0 | 0 | 9 | 1 | 0 | 9 | 0 | 0
3 | 12 | 21 | 0 | 0 | 9 | 0 | 0 | 9 | 0 | 0
3 | 12 | 22 | 0 | 0 | 8 | 0 | 0 | 8 | 0 | 0
3 | 12 | 23 | 0 | 0 | 8 | 0 | 0 | 8 | 0 | 0
3 | 13 | 0 | 0 | 0 | 7 | 0 | 0 | 7 | 0 | 0
3 | 13 | 1 | 0 | 0 | 6 | 0 | 0 | 6 | 0 | 0
3 | 13 | 2 | 0 | 0 | 6 | 1 | 0 | 6 | 0 | 0
3 | 13 | 3 | 0 | 0 | 6 | 1 | 0 | 6 | 0 | 0
3 | 13 | 4 | 0 | 0 | 6 | 1 | 0 | 6 | 0 | 0
3 | 13 | 5 | 0 | 0 | 6 | 2 | 0 | 6 | 0 | 0
3 | 13 | 6 | 386 | 29 | 6 | 2 | 87.107 | 6.379 | 59.1 | 52.87
3 | 13 | 7 | 768 | 57 | 8 | 3 | 354.061 | 15.118 | 288.105 | 276.278
3 | 13 | 8 | 906 | 72 | 10 | 3 | 619.959 | 24.166 | 521.043 | 501.523
3 | 13 | 9 | 982 | 79 | 12 | 4 | 847.164 | 30.257 | 705.468 | 678.426
3 | 13 | 10 | 1008 | 89 | 13 | 5 | 1003.475 | 32.576 | 830.395 | 797.539
3 | 13 | 11 | 1037 | 86 | 14 | 5 | 1090.859 | 35.503 | 890.712 | 833.333
3 | 13 | 12 | 1051 | 81 | 14 | 6 | 1095.142 | 33.463 | 903.196 | 833.333
3 | 13 | 13 | 120 | 376 | 13 | 6 | 494.123 | 21.935 | 430.508 | 414.218
3 | 13 | 14 | 416 | 265 | 12 | 6 | 598.743 | 21.981 | 519.518 | 500.055
3 | 13 | 15 | 663 | 117 | 10 | 5 | 514.272 | 19.678 | 441.536 | 424.869
3 | 13 | 16 | 353 | 98 | 8 | 4 | 231.117 | 12.642 | 195.015 | 185.698
3 | 13 | 17 | 85 | 25 | 6 | 3 | 37.254 | 5.692 | 30.1 | 24.44
3 | 13 | 18 | 0 | 0 | 4 | 2 | 0 | 4 | 0 | 0
3 | 13 | 19 | 0 | 0 | 3 | 1 | 0 | 3 | 0 | 0
3 | 13 | 20 | 0 | 0 | 3 | 1 | 0 | 3 | 0 | 0
3 | 13 | 21 | 0 | 0 | 2 | 1 | 0 | 2 | 0 | 0
3 | 13 | 22 | 0 | 0 | 1 | 1 | 0 | 1 | 0 | 0
3 | 13 | 23 | 0 | 0 | 0 | 1 | 0 | 0 | 0 | 0
3 | 14 | 0 | 0 | 0 | 0 | 1 | 0 | 0 | 0 | 0
3 | 14 | 1 | 0 | 0 | 0 | 1 | 0 | 0 | 0 | 0
3 | 14 | 2 | 0 | 0 | 0 | 1 | 0 | 0 | 0 | 0
3 | 14 | 3 | 0 | 0 | 0 | 1 | 0 | 0 | 0 | 0
3 | 14 | 4 | 0 | 0 | 0 | 1 | 0 | 0 | 0 | 0
3 | 14 | 5 | 0 | 0 | 0 | 1 | 0 | 0 | 0 | 0
3 | 14 | 6 | 186 | 34 | 1 | 1 | 63.46 | 0.598 | 49.767 | 43.724
3 | 14 | 7 | 340 | 111 | 4 | 2 | 249.342 | 9.09 | 216.633 | 206.762
3 | 14 | 8 | 978 | 58 | 7 | 2 | 649.661 | 23.557 | 547.346 | 526.831
3 | 14 | 9 | 1032 | 65 | 9 | 1 | 872.556 | 36.788 | 703.756 | 676.79
3 | 14 | 10 | 733 | 219 | 10 | 1 | 909.488 | 39.678 | 726.789 | 698.796
3 | 14 | 11 | 74 | 398 | 11 | 1 | 482.176 | 28.485 | 407.48 | 391.963
3 | 14 | 12 | 17 | 259 | 12 | 1 | 269.163 | 20.891 | 235.726 | 225.351
3 | 14 | 13 | 164 | 384 | 11 | 1 | 551.451 | 27.599 | 467.812 | 450.228
3 | 14 | 14 | 0 | 120 | 11 | 2 | 114.762 | 14.12 | 103.646 | 96.48
3 | 14 | 15 | 61 | 204 | 10 | 2 | 240.579 | 15.03 | 215.327 | 205.49
3 | 14 | 16 | 711 | 50 | 8 | 1 | 308.487 | 16.963 | 245.302 | 234.669
3 | 14 | 17 | 477 | 22 | 5 | 1 | 85.607 | 7.016 | 52.981 | 46.874
3 | 14 | 18 | 0 | 0 | 3 | 1 | 0 | 3 | 0 | 0
3 | 14 | 19 | 0 | 0 | 2 | 1 | 0 | 2 | 0 | 0
3 | 14 | 20 | 0 | 0 | 1 | 1 | 0 | 1 | 0 | 0
3 | 14 | 21 | 0 | 0 | 1 | 1 | 0 | 1 | 0 | 0
3 | 14 | 22 | 0 | 0 | 0 | 1 | 0 | 0 | 0 | 0
3 | 14 | 23 | 0 | 0 | 0 | 1 | 0 | 0 | 0 | 0
3 | 15 | 0 | 0 | 0 | 0 | 1 | 0 | 0 | 0 | 0
3 | 15 | 1 | 0 | 0 | 0 | 1 | 0 | 0 | 0 | 0
3 | 15 | 2 | 0 | 0 | -1 | 1 | 0 | -1 | 0 | 0
3 | 15 | 3 | 0 | 0 | -1 | 1 | 0 | -1 | 0 | 0
3 | 15 | 4 | 0 | 0 | -1 | 1 | 0 | -1 | 0 | 0
3 | 15 | 5 | 0 | 0 | 0 | 0 | 0 | 0 | 0 | 0
3 | 15 | 6 | 575 | 25 | 2 | 0 | 108.812 | 4.479 | 69.025 | 62.593
3 | 15 | 7 | 872 | 47 | 6 | 0 | 385.979 | 20.127 | 306.288 | 293.934
3 | 15 | 8 | 982 | 59 | 8 | 0 | 655.8 | 33.54 | 527.051 | 507.306
3 | 15 | 9 | 1036 | 66 | 10 | 0 | 879.364 | 44.028 | 683.81 | 657.716
3 | 15 | 10 | 1059 | 74 | 11 | 1 | 1037.079 | 44.143 | 809.886 | 778.025
3 | 15 | 11 | 1070 | 76 | 12 | 3 | 1115.417 | 39.155 | 894.355 | 833.333
3 | 15 | 12 | 448 | 365 | 12 | 4 | 834.148 | 30.984 | 696.417 | 669.774
3 | 15 | 13 | 467 | 316 | 12 | 4 | 764.875 | 28.942 | 644.434 | 620.022
3 | 15 | 14 | 562 | 223 | 11 | 5 | 672.984 | 24.047 | 577.9 | 556.196
3 | 15 | 15 | 306 | 205 | 9 | 4 | 393.255 | 17.582 | 344.41 | 330.908
3 | 15 | 16 | 0 | 16 | 7 | 3 | 15.15 | 6.606 | 14.142 | 8.782
3 | 15 | 17 | 0 | 1 | 4 | 2 | 0.945 | 1.855 | 0.9 | 0
3 | 15 | 18 | 0 | 0 | 2 | 1 | 0 | 2 | 0 | 0
3 | 15 | 19 | 0 | 0 | 1 | 1 | 0 | 1 | 0 | 0
3 | 15 | 20 | 0 | 0 | 1 | 1 | 0 | 1 | 0 | 0
3 | 15 | 21 | 0 | 0 | 1 | 2 | 0 | 1 | 0 | 0
3 | 15 | 22 | 0 | 0 | 1 | 2 | 0 | 1 | 0 | 0
3 | 15 | 23 | 0 | 0 | 1 | 1 | 0 | 1 | 0 | 0
3 | 16 | 0 | 0 | 0 | 1 | 1 | 0 | 1 | 0 | 0
3 | 16 | 1 | 0 | 0 | 1 | 1 | 0 | 1 | 0 | 0
3 | 16 | 2 | 0 | 0 | 0 | 2 | 0 | 0 | 0 | 0
3 | 16 | 3 | 0 | 0 | 0 | 2 | 0 | 0 | 0 | 0
3 | 16 | 4 | 0 | 0 | 0 | 2 | 0 | 0 | 0 | 0
3 | 16 | 5 | 0 | 0 | 0 | 2 | 0 | 0 | 0 | 0
3 | 16 | 6 | 0 | 12 | 1 | 2 | 11.356 | -0.947 | 10.947 | 5.646
3 | 16 | 7 | 5 | 108 | 3 | 3 | 106.246 | 3.773 | 100.192 | 93.102
3 | 16 | 8 | 431 | 193 | 4 | 4 | 470.065 | 13.042 | 420.015 | 404.08
3 | 16 | 9 | 566 | 233 | 6 | 4 | 698.939 | 20.868 | 609.698 | 586.72
3 | 16 | 10 | 276 | 383 | 7 | 4 | 663.066 | 21.567 | 578.619 | 556.887
3 | 16 | 11 | 48 | 375 | 8 | 5 | 431.606 | 16.157 | 386.237 | 371.415
3 | 16 | 12 | 60 | 387 | 9 | 5 | 455.927 | 17.256 | 405.973 | 390.506
3 | 16 | 13 | 466 | 318 | 10 | 5 | 766.348 | 24.354 | 659.873 | 634.808
3 | 16 | 14 | 28 | 252 | 9 | 5 | 267.961 | 14.126 | 241.848 | 231.309
3 | 16 | 15 | 0 | 37 | 8 | 5 | 35.106 | 7.702 | 32.616 | 26.907
3 | 16 | 16 | 0 | 38 | 6 | 4 | 36.032 | 5.209 | 33.839 | 28.107
3 | 16 | 17 | 0 | 26 | 4 | 4 | 24.707 | 2.939 | 23.429 | 17.896
3 | 16 | 18 | 0 | 0 | 2 | 3 | 0 | 2 | 0 | 0
3 | 16 | 19 | 0 | 0 | 1 | 2 | 0 | 1 | 0 | 0
3 | 16 | 20 | 0 | 0 | 1 | 2 | 0 | 1 | 0 | 0
3 | 16 | 21 | 0 | 0 | 1 | 2 | 0 | 1 | 0 | 0
3 | 16 | 22 | 0 | 0 | 1 | 1 | 0 | 1 | 0 | 0
3 | 16 | 23 | 0 | 0 | 1 | 1 | 0 | 1 | 0 | 0
3 | 17 | 0 | 0 | 0 | 0 | 1 | 0 | 0 | 0 | 0
3 | 17 | 1 | 0 | 0 | 0 | 1 | 0 | 0 | 0 | 0
3 | 17 | 2 | 0 | 0 | 0 | 1 | 0 | 0 | 0 | 0
3 | 17 | 3 | 0 | 0 | 0 | 1 | 0 | 0 | 0 | 0
3 | 17 | 4 | 0 | 0 | 0 | 1 | 0 | 0 | 0 | 0
3 | 17 | 5 | 0 | 0 | 0 | 1 | 0 | 0 | 0 | 0
3 | 17 | 6 | 148 | 40 | 1 | 1 | 62.752 | 0.336 | 51.346 | 45.272
3 | 17 | 7 | 324 | 119 | 4 | 2 | 249.844 | 9.102 | 218.086 | 208.178
3 | 17 | 8 | 174 | 235 | 6 | 2 | 348.264 | 14.486 | 311.421 | 298.915
3 | 17 | 9 | 534 | 244 | 8 | 3 | 686.671 | 23.771 | 591.125 | 568.896
3 | 17 | 10 | 697 | 242 | 10 | 3 | 904.996 | 31.636 | 752.672 | 723.502
3 | 17 | 11 | 789 | 222 | 11 | 4 | 1018.778 | 33.491 | 840.234 | 806.896
3 | 17 | 12 | 525 | 358 | 11 | 4 | 901.608 | 31.249 | 751.776 | 722.647
3 | 17 | 13 | 75 | 367 | 10 | 5 | 443.282 | 18.789 | 391.894 | 376.888
3 | 17 | 14 | 237 | 313 | 8 | 5 | 506.73 | 17.264 | 449.964 | 433.006
3 | 17 | 15 | 0 | 82 | 6 | 5 | 77.942 | 6.932 | 72.655 | 66.148
3 | 17 | 16 | 0 | 63 | 4 | 4 | 59.884 | 3.823 | 56.573 | 50.394
3 | 17 | 17 | 340 | 28 | 3 | 4 | 72.916 | 3.069 | 49.851 | 43.806
3 | 17 | 18 | 0 | 0 | 3 | 4 | 0 | 3 | 0 | 0
3 | 17 | 19 | 0 | 0 | 2 | 4 | 0 | 2 | 0 | 0
3 | 17 | 20 | 0 | 0 | 2 | 3 | 0 | 2 | 0 | 0
3 | 17 | 21 | 0 | 0 | 2 | 3 | 0 | 2 | 0 | 0
3 | 17 | 22 | 0 | 0 | 2 | 3 | 0 | 2 | 0 | 0
3 | 17 | 23 | 0 | 0 | 2 | 2 | 0 | 2 | 0 | 0
3 | 18 | 0 | 0 | 0 | 1 | 1 | 0 | 1 | 0 | 0
3 | 18 | 1 | 0 | 0 | 1 | 1 | 0 | 1 | 0 | 0
3 | 18 | 2 | 0 | 0 | 0 | 1 | 0 | 0 | 0 | 0
3 | 18 | 3 | 0 | 0 | 0 | 1 | 0 | 0 | 0 | 0
3 | 18 | 4 | 0 | 0 | 0 | 1 | 0 | 0 | 0 | 0
3 | 18 | 5 | 0 | 0 | 0 | 1 | 0 | 0 | 0 | 0
3 | 18 | 6 | 0 | 7 | 1 | 3 | 6.619 | -0.794 | 6.376 | 1.159
3 | 18 | 7 | 0 | 35 | 3 | 4 | 33.183 | 2.057 | 31.585 | 25.897
3 | 18 | 8 | 24 | 194 | 5 | 5 | 203.401 | 7.606 | 188.685 | 179.528
3 | 18 | 9 | 82 | 316 | 7 | 5 | 386.108 | 13.498 | 349.321 | 335.668
3 | 18 | 10 | 173 | 400 | 8 | 5 | 578.623 | 18.575 | 512 | 492.816
3 | 18 | 11 | 188 | 435 | 9 | 5 | 642.788 | 21.148 | 562.244 | 541.154
3 | 18 | 12 | 111 | 424 | 10 | 4 | 544.716 | 21.85 | 474.921 | 457.085
3 | 18 | 13 | 1029 | 81 | 11 | 4 | 1009.638 | 32.577 | 835.423 | 802.321
3 | 18 | 14 | 999 | 75 | 11 | 3 | 844.913 | 32.005 | 697.18 | 670.503
3 | 18 | 15 | 934 | 67 | 10 | 3 | 615.169 | 25.301 | 512.506 | 493.304
3 | 18 | 16 | 812 | 52 | 8 | 2 | 347.47 | 17.715 | 275.132 | 263.674
3 | 18 | 17 | 452 | 26 | 4 | 1 | 83.76 | 6.181 | 53.15 | 47.039
3 | 18 | 18 | 0 | 0 | 2 | 1 | 0 | 2 | 0 | 0
3 | 18 | 19 | 0 | 0 | 2 | 1 | 0 | 2 | 0 | 0
3 | 18 | 20 | 0 | 0 | 1 | 1 | 0 | 1 | 0 | 0
3 | 18 | 21 | 0 | 0 | 1 | 1 | 0 | 1 | 0 | 0
3 | 18 | 22 | 0 | 0 | 0 | 1 | 0 | 0 | 0 | 0
3 | 18 | 23 | 0 | 0 | 0 | 1 | 0 | 0 | 0 | 0
3 | 19 | 0 | 0 | 0 | 0 | 1 | 0 | 0 | 0 | 0
3 | 19 | 1 | 0 | 0 | 0 | 1 | 0 | 0 | 0 | 0
3 | 19 | 2 | 0 | 0 | 0 | 1 | 0 | 0 | 0 | 0
3 | 19 | 3 | 0 | 0 | 0 | 1 | 0 | 0 | 0 | 0
3 | 19 | 4 | 0 | 0 | 0 | 1 | 0 | 0 | 0 | 0
3 | 19 | 5 | 0 | 0 | 1 | 1 | 0 | 1 | 0 | 0
3 | 19 | 6 | 577 | 29 | 4 | 2 | 118.349 | 5.156 | 77.241 | 70.639
3 | 19 | 7 | 867 | 49 | 8 | 3 | 395.894 | 16.218 | 322.091 | 309.267
3 | 19 | 8 | 974 | 59 | 11 | 4 | 661.316 | 24.837 | 555.197 | 534.379
3 | 19 | 9 | 1027 | 66 | 13 | 4 | 882.372 | 32.06 | 728.969 | 700.877
3 | 19 | 10 | 1057 | 68 | 15 | 3 | 1037.653 | 39.9 | 828.244 | 795.493
3 | 19 | 11 | 1068 | 70 | 16 | 3 | 1114.621 | 42.928 | 876.802 | 833.333
3 | 19 | 12 | 1065 | 70 | 17 | 3 | 1106.081 | 43.862 | 865.868 | 831.256
3 | 19 | 13 | 1051 | 68 | 18 | 2 | 1015.897 | 45.939 | 785.865 | 755.148
3 | 19 | 14 | 1017 | 65 | 18 | 2 | 848.282 | 41.576 | 667.371 | 641.987
3 | 19 | 15 | 955 | 58 | 17 | 1 | 617.873 | 37.873 | 484.091 | 465.927
3 | 19 | 16 | 833 | 47 | 14 | 0 | 349.088 | 30.614 | 259.587 | 248.564
3 | 19 | 17 | 489 | 24 | 11 | 0 | 85.478 | 15.812 | 50.588 | 44.529
3 | 19 | 18 | 0 | 0 | 10 | 0 | 0 | 10 | 0 | 0
3 | 19 | 19 | 0 | 0 | 10 | 0 | 0 | 10 | 0 | 0
3 | 19 | 20 | 0 | 0 | 10 | 0 | 0 | 10 | 0 | 0
3 | 19 | 21 | 0 | 0 | 9 | 0 | 0 | 9 | 0 | 0
3 | 19 | 22 | 0 | 0 | 8 | 0 | 0 | 8 | 0 | 0
3 | 19 | 23 | 0 | 0 | 8 | 1 | 0 | 8 | 0 | 0
3 | 20 | 0 | 0 | 0 | 7 | 1 | 0 | 7 | 0 | 0
3 | 20 | 1 | 0 | 0 | 7 | 1 | 0 | 7 | 0 | 0
3 | 20 | 2 | 0 | 0 | 6 | 1 | 0 | 6 | 0 | 0
3 | 20 | 3 | 0 | 0 | 6 | 1 | 0 | 6 | 0 | 0
3 | 20 | 4 | 0 | 0 | 6 | 1 | 0 | 6 | 0 | 0
3 | 20 | 5 | 0 | 0 | 6 | 1 | 0 | 6 | 0 | 0
3 | 20 | 6 | 574 | 31 | 9 | 1 | 121.532 | 10.481 | 78.468 | 71.841
3 | 20 | 7 | 854 | 53 | 14 | 2 | 397.513 | 23.304 | 313.95 | 301.369
3 | 20 | 8 | 963 | 66 | 17 | 2 | 664.863 | 34.138 | 534.194 | 514.18
3 | 20 | 9 | 1018 | 74 | 20 | 2 | 886.602 | 43.405 | 692.2 | 665.741
3 | 20 | 10 | 740 | 225 | 22 | 2 | 930.624 | 47.025 | 716.251 | 688.73
3 | 20 | 11 | 1058 | 81 | 23 | 2 | 1119.026 | 52.625 | 836.47 | 803.317
3 | 20 | 12 | 671 | 288 | 24 | 2 | 971.395 | 50.556 | 734.245 | 705.915
3 | 20 | 13 | 1041 | 79 | 24 | 1 | 1020.347 | 55.966 | 748.084 | 719.125
3 | 20 | 14 | 552 | 233 | 23 | 1 | 677.012 | 45.926 | 522.007 | 502.451
3 | 20 | 15 | 940 | 67 | 22 | 1 | 619.655 | 41.978 | 475.831 | 457.963
3 | 20 | 16 | 807 | 54 | 18 | 0 | 348.371 | 34.42 | 255.268 | 244.364
3 | 20 | 17 | 449 | 27 | 15 | 0 | 83.005 | 19.665 | 49.703 | 43.661
3 | 20 | 18 | 0 | 0 | 13 | 0 | 0 | 13 | 0 | 0
3 | 20 | 19 | 0 | 0 | 13 | 0 | 0 | 13 | 0 | 0
3 | 20 | 20 | 0 | 0 | 13 | 0 | 0 | 13 | 0 | 0
3 | 20 | 21 | 0 | 0 | 12 | 0 | 0 | 12 | 0 | 0
3 | 20 | 22 | 0 | 0 | 12 | 0 | 0 | 12 | 0 | 0
3 | 20 | 23 | 0 | 0 | 12 | 0 | 0 | 12 | 0 | 0
3 | 21 | 0 | 0 | 0 | 12 | 0 | 0 | 12 | 0 | 0
3 | 21 | 1 | 0 | 0 | 11 | 1 | 0 | 11 | 0 | 0
3 | 21 | 2 | 0 | 0 | 11 | 1 | 0 | 11 | 0 | 0
3 | 21 | 3 | 0 | 0 | 10 | 1 | 0 | 10 | 0 | 0
3 | 21 | 4 | 0 | 0 | 10 | 1 | 0 | 10 | 0 | 0
3 | 21 | 5 | 0 | 0 | 10 | 1 | 0 | 10 | 0 | 0
3 | 21 | 6 | 192 | 48 | 12 | 0 | 80.362 | 11.55 | 62.371 | 56.075
3 | 21 | 7 | 266 | 135 | 15 | 1 | 246.284 | 21.097 | 206.04 | 196.444
3 | 21 | 8 | 564 | 165 | 18 | 2 | 527.515 | 31.1 | 432.913 | 416.541
3 | 21 | 9 | 364 | 311 | 21 | 2 | 619.321 | 37.277 | 500.092 | 481.347
3 | 21 | 10 | 650 | 274 | 23 | 2 | 898.309 | 46.434 | 693.592 | 667.073
3 | 21 | 11 | 763 | 242 | 24 | 2 | 1019.218 | 51.096 | 768.196 | 738.307
3 | 21 | 12 | 787 | 226 | 25 | 2 | 1020.851 | 52.412 | 763.969 | 734.277
3 | 21 | 13 | 594 | 293 | 25 | 3 | 855.928 | 45.773 | 663.016 | 637.818
3 | 21 | 14 | 560 | 234 | 24 | 3 | 684.294 | 40.582 | 542.328 | 522.005
3 | 21 | 15 | 302 | 215 | 23 | 2 | 400.803 | 34.138 | 324.886 | 311.979
3 | 21 | 16 | 625 | 68 | 19 | 1 | 298.79 | 28.332 | 228.167 | 217.993
3 | 21 | 17 | 262 | 32 | 15 | 1 | 65.341 | 16.356 | 44.606 | 38.665
3 | 21 | 18 | 0 | 0 | 13 | 1 | 0 | 13 | 0 | 0
3 | 21 | 19 | 0 | 0 | 12 | 0 | 0 | 12 | 0 | 0
3 | 21 | 20 | 0 | 0 | 11 | 0 | 0 | 11 | 0 | 0
3 | 21 | 21 | 0 | 0 | 10 | 0 | 0 | 10 | 0 | 0
3 | 21 | 22 | 0 | 0 | 10 | 0 | 0 | 10 | 0 | 0
3 | 21 | 23 | 0 | 0 | 9 | 0 | 0 | 9 | 0 | 0
3 | 22 | 0 | 0 | 0 | 8 | 0 | 0 | 8 | 0 | 0
3 | 22 | 1 | 0 | 0 | 7 | 0 | 0 | 7 | 0 | 0
3 | 22 | 2 | 0 | 0 | 7 | 1 | 0 | 7 | 0 | 0
3 | 22 | 3 | 0 | 0 | 6 | 0 | 0 | 6 | 0 | 0
3 | 22 | 4 | 0 | 0 | 5 | 0 | 0 | 5 | 0 | 0
3 | 22 | 5 | 0 | 0 | 6 | 0 | 0 | 6 | 0 | 0
3 | 22 | 6 | 569 | 36 | 9 | 0 | 128.977 | 11.153 | 85.176 | 78.408
3 | 22 | 7 | 858 | 58 | 12 | 1 | 410.02 | 23.549 | 324.849 | 311.943
3 | 22 | 8 | 966 | 71 | 16 | 1 | 677.089 | 36.758 | 537.569 | 517.426
3 | 22 | 9 | 1020 | 79 | 19 | 2 | 898.348 | 42.775 | 703.844 | 676.874
3 | 22 | 10 | 1047 | 85 | 20 | 3 | 1053.747 | 45.069 | 819.228 | 786.915
3 | 22 | 11 | 744 | 254 | 21 | 4 | 1014.148 | 43.325 | 796.205 | 764.998
3 | 22 | 12 | 1061 | 84 | 21 | 4 | 1122.033 | 45.46 | 871.155 | 833.333
3 | 22 | 13 | 1048 | 79 | 20 | 5 | 1028.658 | 40.49 | 818.416 | 786.143
3 | 22 | 14 | 646 | 206 | 19 | 4 | 723.429 | 35.289 | 588.502 | 566.378
3 | 22 | 15 | 598 | 144 | 16 | 4 | 506.822 | 27.116 | 421.546 | 405.559
3 | 22 | 16 | 831 | 51 | 13 | 3 | 353.543 | 21.188 | 275.519 | 264.051
3 | 22 | 17 | 492 | 27 | 10 | 2 | 86.586 | 11.621 | 52.67 | 46.57
3 | 22 | 18 | 0 | 0 | 8 | 2 | 0 | 8 | 0 | 0
3 | 22 | 19 | 0 | 0 | 6 | 2 | 0 | 6 | 0 | 0
3 | 22 | 20 | 0 | 0 | 5 | 2 | 0 | 5 | 0 | 0
3 | 22 | 21 | 0 | 0 | 4 | 3 | 0 | 4 | 0 | 0
3 | 22 | 22 | 0 | 0 | 4 | 3 | 0 | 4 | 0 | 0
3 | 22 | 23 | 0 | 0 | 4 | 2 | 0 | 4 | 0 | 0
3 | 23 | 0 | 0 | 0 | 4 | 2 | 0 | 4 | 0 | 0
3 | 23 | 1 | 0 | 0 | 4 | 2 | 0 | 4 | 0 | 0
3 | 23 | 2 | 0 | 0 | 5 | 2 | 0 | 5 | 0 | 0
3 | 23 | 3 | 0 | 0 | 5 | 3 | 0 | 5 | 0 | 0
3 | 23 | 4 | 0 | 0 | 5 | 3 | 0 | 5 | 0 | 0
3 | 23 | 5 | 0 | 0 | 5 | 3 | 0 | 5 | 0 | 0
3 | 23 | 6 | 95 | 52 | 6 | 3 | 66.916 | 5.78 | 57.062 | 50.873
3 | 23 | 7 | 348 | 130 | 8 | 4 | 275.206 | 12.645 | 237.59 | 227.166
3 | 23 | 8 | 494 | 190 | 10 | 4 | 512.57 | 20.359 | 443.446 | 426.713
3 | 23 | 9 | 528 | 261 | 12 | 4 | 705.732 | 27.017 | 598.684 | 576.152
3 | 23 | 10 | 535 | 334 | 13 | 4 | 857.571 | 31.624 | 713.491 | 686.093
3 | 23 | 11 | 152 | 447 | 14 | 5 | 620.004 | 26.181 | 529.729 | 509.883
3 | 23 | 12 | 157 | 444 | 14 | 5 | 620.402 | 25.802 | 531.01 | 511.116
3 | 23 | 13 | 13 | 204 | 13 | 5 | 208.885 | 16.758 | 186.412 | 177.312
3 | 23 | 14 | 36 | 273 | 13 | 5 | 302.237 | 17.908 | 268.156 | 256.895
3 | 23 | 15 | 0 | 27 | 12 | 5 | 25.612 | 11.612 | 23.39 | 17.858
3 | 23 | 16 | 0 | 46 | 10 | 4 | 43.64 | 9.402 | 40.244 | 34.388
3 | 23 | 17 | 69 | 36 | 8 | 3 | 43.461 | 7.34 | 36.683 | 30.896
3 | 23 | 18 | 0 | 0 | 6 | 3 | 0 | 6 | 0 | 0
3 | 23 | 19 | 0 | 0 | 6 | 3 | 0 | 6 | 0 | 0
3 | 23 | 20 | 0 | 0 | 6 | 3 | 0 | 6 | 0 | 0
3 | 23 | 21 | 0 | 0 | 6 | 3 | 0 | 6 | 0 | 0
3 | 23 | 22 | 0 | 0 | 5 | 3 | 0 | 5 | 0 | 0
3 | 23 | 23 | 0 | 0 | 5 | 3 | 0 | 5 | 0 | 0
3 | 24 | 0 | 0 | 0 | 5 | 3 | 0 | 5 | 0 | 0
3 | 24 | 1 | 0 | 0 | 4 | 3 | 0 | 4 | 0 | 0
3 | 24 | 2 | 0 | 0 | 4 | 3 | 0 | 4 | 0 | 0
3 | 24 | 3 | 0 | 0 | 4 | 3 | 0 | 4 | 0 | 0
3 | 24 | 4 | 0 | 0 | 4 | 2 | 0 | 4 | 0 | 0
3 | 24 | 5 | 0 | 0 | 4 | 2 | 0 | 4 | 0 | 0
3 | 24 | 6 | 143 | 55 | 5 | 2 | 79.146 | 5.047 | 65.871 | 59.503
3 | 24 | 7 | 388 | 126 | 7 | 3 | 292.03 | 12.585 | 251.638 | 240.833
3 | 24 | 8 | 165 | 254 | 9 | 3 | 363.622 | 16.893 | 322.134 | 309.31
3 | 24 | 9 | 1014 | 72 | 11 | 3 | 890.356 | 31.471 | 738.173 | 709.665
3 | 24 | 10 | 686 | 262 | 13 | 3 | 923.751 | 35.434 | 754.284 | 725.04
3 | 24 | 11 | 432 | 400 | 14 | 3 | 853.501 | 34.876 | 699.236 | 672.469
3 | 24 | 12 | 481 | 394 | 15 | 4 | 898.599 | 34.727 | 736.699 | 708.258
3 | 24 | 13 | 469 | 340 | 14 | 4 | 792.998 | 31.618 | 659.673 | 634.616
3 | 24 | 14 | 555 | 241 | 13 | 4 | 688.035 | 28.193 | 579.643 | 557.87
3 | 24 | 15 | 483 | 180 | 12 | 4 | 474.607 | 22.39 | 404.914 | 389.481
3 | 24 | 16 | 371 | 110 | 10 | 3 | 249.31 | 15.606 | 208.276 | 198.622
3 | 24 | 17 | 448 | 29 | 7 | 2 | 82.063 | 8.089 | 51.882 | 45.797
3 | 24 | 18 | 0 | 0 | 5 | 1 | 0 | 5 | 0 | 0
3 | 24 | 19 | 0 | 0 | 4 | 1 | 0 | 4 | 0 | 0
3 | 24 | 20 | 0 | 0 | 4 | 1 | 0 | 4 | 0 | 0
3 | 24 | 21 | 0 | 0 | 4 | 1 | 0 | 4 | 0 | 0
3 | 24 | 22 | 0 | 0 | 3 | 1 | 0 | 3 | 0 | 0
3 | 24 | 23 | 0 | 0 | 3 | 0 | 0 | 3 | 0 | 0
3 | 25 | 0 | 0 | 0 | 2 | 0 | 0 | 2 | 0 | 0
3 | 25 | 1 | 0 | 0 | 1 | 0 | 0 | 1 | 0 | 0
3 | 25 | 2 | 0 | 0 | 1 | 0 | 0 | 1 | 0 | 0
3 | 25 | 3 | 0 | 0 | 1 | 0 | 0 | 1 | 0 | 0
3 | 25 | 4 | 0 | 0 | 1 | 0 | 0 | 1 | 0 | 0
3 | 25 | 5 | 0 | 0 | 2 | 0 | 0 | 2 | 0 | 0
3 | 25 | 6 | 199 | 52 | 6 | 0 | 87.218 | 5.579 | 69.949 | 63.498
3 | 25 | 7 | 869 | 52 | 10 | 1 | 414.104 | 21.499 | 332.008 | 318.886
3 | 25 | 8 | 968 | 63 | 13 | 1 | 676.735 | 33.901 | 545.415 | 524.974
3 | 25 | 9 | 1015 | 72 | 15 | 1 | 893.337 | 43.065 | 699.099 | 672.337
3 | 25 | 10 | 685 | 264 | 17 | 1 | 925.915 | 46.673 | 714.073 | 686.65
3 | 25 | 11 | 577 | 355 | 18 | 1 | 956.789 | 48.563 | 730.971 | 702.789
3 | 25 | 12 | 511 | 383 | 18 | 1 | 916.731 | 47.594 | 703.937 | 676.962
3 | 25 | 13 | 481 | 341 | 19 | 1 | 804.852 | 45.299 | 625.101 | 601.492
3 | 25 | 14 | 503 | 255 | 18 | 1 | 662.724 | 39.921 | 527.23 | 507.478
3 | 25 | 15 | 508 | 173 | 17 | 2 | 481.899 | 30.257 | 395.86 | 380.725
3 | 25 | 16 | 412 | 105 | 15 | 1 | 258.805 | 23.521 | 207.448 | 197.816
3 | 25 | 17 | 64 | 37 | 12 | 1 | 43.507 | 12.362 | 36.218 | 30.44
3 | 25 | 18 | 0 | 0 | 10 | 0 | 0 | 10 | 0 | 0
3 | 25 | 19 | 0 | 0 | 10 | 0 | 0 | 10 | 0 | 0
3 | 25 | 20 | 0 | 0 | 10 | 0 | 0 | 10 | 0 | 0
3 | 25 | 21 | 0 | 0 | 9 | 0 | 0 | 9 | 0 | 0
3 | 25 | 22 | 0 | 0 | 9 | 0 | 0 | 9 | 0 | 0
3 | 25 | 23 | 0 | 0 | 9 | 0 | 0 | 9 | 0 | 0
3 | 26 | 0 | 0 | 0 | 9 | 0 | 0 | 9 | 0 | 0
3 | 26 | 1 | 0 | 0 | 9 | 0 | 0 | 9 | 0 | 0
3 | 26 | 2 | 0 | 0 | 9 | 0 | 0 | 9 | 0 | 0
3 | 26 | 3 | 0 | 0 | 8 | 0 | 0 | 8 | 0 | 0
3 | 26 | 4 | 0 | 0 | 7 | 1 | 0 | 7 | 0 | 0
3 | 26 | 5 | 0 | 0 | 7 | 0 | 0 | 7 | 0 | 0
3 | 26 | 6 | 173 | 55 | 10 | 1 | 84.759 | 10.245 | 67.788 | 61.382
3 | 26 | 7 | 826 | 62 | 14 | 2 | 410.237 | 23.52 | 327.281 | 314.302
3 | 26 | 8 | 935 | 75 | 17 | 2 | 671.455 | 34.346 | 540.446 | 520.195
3 | 26 | 9 | 990 | 83 | 18 | 2 | 887.501 | 41.536 | 700.113 | 673.307
3 | 26 | 10 | 1013 | 91 | 20 | 2 | 1036.623 | 47.705 | 795.003 | 763.854
3 | 26 | 11 | 1025 | 94 | 21 | 2 | 1110.675 | 50.84 | 838.296 | 805.053
3 | 26 | 12 | 1023 | 93 | 22 | 2 | 1099.787 | 51.719 | 826.127 | 793.479
3 | 26 | 13 | 1010 | 87 | 22 | 2 | 1006.784 | 49.464 | 764.651 | 734.927
3 | 26 | 14 | 979 | 80 | 21 | 2 | 840.354 | 44.21 | 652.581 | 627.825
3 | 26 | 15 | 653 | 134 | 20 | 2 | 528.865 | 34.955 | 423.167 | 407.126
3 | 26 | 16 | 345 | 116 | 18 | 1 | 245.864 | 26.316 | 196.349 | 186.999
3 | 26 | 17 | 449 | 31 | 14 | 1 | 82.748 | 15.631 | 50.887 | 44.822
3 | 26 | 18 | 0 | 0 | 11 | 1 | 0 | 11 | 0 | 0
3 | 26 | 19 | 0 | 0 | 9 | 0 | 0 | 9 | 0 | 0
3 | 26 | 20 | 0 | 0 | 8 | 0 | 0 | 8 | 0 | 0
3 | 26 | 21 | 0 | 0 | 7 | 0 | 0 | 7 | 0 | 0
3 | 26 | 22 | 0 | 0 | 7 | 0 | 0 | 7 | 0 | 0
3 | 26 | 23 | 0 | 0 | 6 | 0 | 0 | 6 | 0 | 0
3 | 27 | 0 | 0 | 0 | 6 | 0 | 0 | 6 | 0 | 0
3 | 27 | 1 | 0 | 0 | 6 | 0 | 0 | 6 | 0 | 0
3 | 27 | 2 | 0 | 0 | 6 | 0 | 0 | 6 | 0 | 0
3 | 27 | 3 | 0 | 0 | 6 | 0 | 0 | 6 | 0 | 0
3 | 27 | 4 | 0 | 0 | 6 | 0 | 0 | 6 | 0 | 0
3 | 27 | 5 | 0 | 0 | 8 | 0 | 0 | 8 | 0 | 0
3 | 27 | 6 | 135 | 58 | 10 | 0 | 81.605 | 9.523 | 67.313 | 60.917
3 | 27 | 7 | 816 | 64 | 14 | 0 | 410.356 | 28.606 | 320.196 | 307.429
3 | 27 | 8 | 928 | 76 | 17 | 1 | 670.334 | 37.522 | 531.338 | 511.432
3 | 27 | 9 | 985 | 85 | 19 | 2 | 887.688 | 42.492 | 696.93 | 670.264
3 | 27 | 10 | 1008 | 93 | 20 | 2 | 1035.899 | 47.688 | 794.543 | 763.415
3 | 27 | 11 | 1021 | 94 | 21 | 2 | 1108.122 | 50.777 | 836.659 | 803.497
3 | 27 | 12 | 1019 | 94 | 22 | 2 | 1098.006 | 51.67 | 825.015 | 792.422
3 | 27 | 13 | 995 | 95 | 22 | 2 | 1002.689 | 49.361 | 761.982 | 732.382
3 | 27 | 14 | 560 | 244 | 21 | 2 | 695.033 | 40.604 | 550.907 | 530.255
3 | 27 | 15 | 666 | 131 | 20 | 2 | 533.384 | 34.622 | 427.392 | 411.208
3 | 27 | 16 | 747 | 65 | 17 | 1 | 339.679 | 28.241 | 258.277 | 247.29
3 | 27 | 17 | 399 | 35 | 13 | 1 | 81.114 | 15.077 | 52.13 | 46.04
3 | 27 | 18 | 0 | 0 | 10 | 1 | 0 | 10 | 0 | 0
3 | 27 | 19 | 0 | 0 | 8 | 1 | 0 | 8 | 0 | 0
3 | 27 | 20 | 0 | 0 | 7 | 1 | 0 | 7 | 0 | 0
3 | 27 | 21 | 0 | 0 | 6 | 1 | 0 | 6 | 0 | 0
3 | 27 | 22 | 0 | 0 | 6 | 1 | 0 | 6 | 0 | 0
3 | 27 | 23 | 0 | 0 | 6 | 1 | 0 | 6 | 0 | 0
3 | 28 | 0 | 0 | 0 | 5 | 1 | 0 | 5 | 0 | 0
3 | 28 | 1 | 0 | 0 | 5 | 0 | 0 | 5 | 0 | 0
3 | 28 | 2 | 0 | 0 | 5 | 0 | 0 | 5 | 0 | 0
3 | 28 | 3 | 0 | 0 | 5 | 0 | 0 | 5 | 0 | 0
3 | 28 | 4 | 0 | 0 | 4 | 0 | 0 | 4 | 0 | 0
3 | 28 | 5 | 0 | 0 | 5 | 0 | 0 | 5 | 0 | 0
3 | 28 | 6 | 473 | 49 | 7 | 0 | 134.517 | 9.402 | 96.337 | 89.33
3 | 28 | 7 | 749 | 78 | 10 | 0 | 399.086 | 24.728 | 318.882 | 306.155
3 | 28 | 8 | 884 | 89 | 13 | 1 | 660.986 | 33.375 | 535.292 | 515.236
3 | 28 | 9 | 354 | 329 | 16 | 1 | 633.458 | 36.573 | 513.55 | 494.309
3 | 28 | 10 | 471 | 368 | 18 | 1 | 836.472 | 44.114 | 653.861 | 629.051
3 | 28 | 11 | 172 | 460 | 19 | 1 | 652.467 | 40.708 | 519.198 | 499.747
3 | 28 | 12 | 3 | 122 | 19 | 1 | 119.694 | 23.968 | 103.339 | 96.18
3 | 28 | 13 | 99 | 400 | 19 | 1 | 496.983 | 33.066 | 410.725 | 395.1
3 | 28 | 14 | 203 | 336 | 18 | 1 | 502.661 | 33.952 | 412.794 | 397.1
3 | 28 | 15 | 8 | 163 | 17 | 1 | 161.648 | 22.549 | 140.358 | 132.366
3 | 28 | 16 | 0 | 46 | 15 | 1 | 43.64 | 14.879 | 39.279 | 33.442
3 | 28 | 17 | 0 | 15 | 12 | 1 | 14.201 | 10.144 | 13.053 | 7.713
3 | 28 | 18 | 0 | 0 | 10 | 1 | 0 | 10 | 0 | 0
3 | 28 | 19 | 0 | 0 | 9 | 1 | 0 | 9 | 0 | 0
3 | 28 | 20 | 0 | 0 | 8 | 0 | 0 | 8 | 0 | 0
3 | 28 | 21 | 0 | 0 | 7 | 0 | 0 | 7 | 0 | 0
3 | 28 | 22 | 0 | 0 | 6 | 0 | 0 | 6 | 0 | 0
3 | 28 | 23 | 0 | 0 | 6 | 0 | 0 | 6 | 0 | 0
3 | 29 | 0 | 0 | 0 | 6 | 0 | 0 | 6 | 0 | 0
3 | 29 | 1 | 0 | 0 | 6 | 0 | 0 | 6 | 0 | 0
3 | 29 | 2 | 0 | 0 | 6 | 0 | 0 | 6 | 0 | 0
3 | 29 | 3 | 0 | 0 | 5 | 0 | 0 | 5 | 0 | 0
3 | 29 | 4 | 0 | 0 | 5 | 0 | 0 | 5 | 0 | 0
3 | 29 | 5 | 0 | 0 | 6 | 0 | 0 | 6 | 0 | 0
3 | 29 | 6 | 235 | 59 | 8 | 0 | 102.336 | 8.657 | 80.865 | 74.187
3 | 29 | 7 | 814 | 63 | 12 | 1 | 412.625 | 23.498 | 330.559 | 317.481
3 | 29 | 8 | 931 | 73 | 15 | 2 | 673.278 | 32.458 | 547.488 | 526.967
3 | 29 | 9 | 994 | 78 | 18 | 2 | 891.249 | 41.634 | 702.911 | 675.982
3 | 29 | 10 | 1025 | 82 | 21 | 2 | 1042.958 | 48.812 | 795.267 | 764.105
3 | 29 | 11 | 1039 | 83 | 22 | 2 | 1116.441 | 51.931 | 837.749 | 804.533
3 | 29 | 12 | 1037 | 83 | 23 | 2 | 1105.481 | 52.807 | 825.567 | 792.947
3 | 29 | 13 | 1017 | 82 | 24 | 2 | 1009.664 | 51.435 | 758.843 | 729.388
3 | 29 | 14 | 985 | 76 | 23 | 3 | 841.878 | 43.499 | 656.21 | 631.301
3 | 29 | 15 | 924 | 68 | 22 | 3 | 614.539 | 37.004 | 484.338 | 466.164
3 | 29 | 16 | 799 | 55 | 20 | 2 | 348.074 | 29.574 | 261.735 | 250.653
3 | 29 | 17 | 491 | 31 | 15 | 1 | 87.84 | 17.361 | 52.782 | 46.679
3 | 29 | 18 | 0 | 0 | 12 | 1 | 0 | 12 | 0 | 0
3 | 29 | 19 | 0 | 0 | 11 | 0 | 0 | 11 | 0 | 0
3 | 29 | 20 | 0 | 0 | 10 | 0 | 0 | 10 | 0 | 0
3 | 29 | 21 | 0 | 0 | 9 | 0 | 0 | 9 | 0 | 0
3 | 29 | 22 | 0 | 0 | 8 | 0 | 0 | 8 | 0 | 0
3 | 29 | 23 | 0 | 0 | 8 | 0 | 0 | 8 | 0 | 0
3 | 30 | 0 | 0 | 0 | 7 | 0 | 0 | 7 | 0 | 0
3 | 30 | 1 | 0 | 0 | 7 | 0 | 0 | 7 | 0 | 0
3 | 30 | 2 | 0 | 0 | 6 | 0 | 0 | 6 | 0 | 0
3 | 30 | 3 | 0 | 0 | 6 | 1 | 0 | 6 | 0 | 0
3 | 30 | 4 | 0 | 0 | 6 | 1 | 0 | 6 | 0 | 0
3 | 30 | 5 | 0 | 0 | 7 | 1 | 0 | 7 | 0 | 0
3 | 30 | 6 | 213 | 62 | 11 | 1 | 100.424 | 11.798 | 79.288 | 72.644
3 | 30 | 7 | 849 | 62 | 16 | 2 | 428.379 | 26.044 | 339.235 | 325.893
3 | 30 | 8 | 952 | 75 | 21 | 2 | 690.907 | 38.789 | 544.683 | 524.27
3 | 30 | 9 | 1005 | 83 | 24 | 2 | 907.504 | 47.819 | 693.24 | 666.736
3 | 30 | 10 | 1032 | 88 | 25 | 2 | 1057.595 | 52.984 | 788.644 | 757.796
3 | 30 | 11 | 1042 | 91 | 26 | 2 | 1129.357 | 56.028 | 828.767 | 795.99
3 | 30 | 12 | 1039 | 91 | 27 | 2 | 1117.044 | 56.867 | 815.896 | 783.745
3 | 30 | 13 | 1020 | 89 | 27 | 2 | 1020.575 | 54.56 | 754.195 | 724.955
3 | 30 | 14 | 984 | 84 | 26 | 2 | 850.144 | 49.265 | 643.047 | 618.692
3 | 30 | 15 | 919 | 75 | 25 | 2 | 619.347 | 42.143 | 475.838 | 457.969
3 | 30 | 16 | 792 | 61 | 22 | 1 | 351.934 | 33.917 | 259.745 | 248.717
3 | 30 | 17 | 471 | 34 | 18 | 0 | 88.169 | 22.86 | 52.736 | 46.634
3 | 30 | 18 | 0 | 0 | 16 | 0 | 0 | 16 | 0 | 0
3 | 30 | 19 | 0 | 0 | 14 | 0 | 0 | 14 | 0 | 0
3 | 30 | 20 | 0 | 0 | 13 | 0 | 0 | 13 | 0 | 0
3 | 30 | 21 | 0 | 0 | 12 | 0 | 0 | 12 | 0 | 0
3 | 30 | 22 | 0 | 0 | 12 | 0 | 0 | 12 | 0 | 0
3 | 30 | 23 | 0 | 0 | 11 | 0 | 0 | 11 | 0 | 0
3 | 31 | 0 | 0 | 0 | 11 | 0 | 0 | 11 | 0 | 0
3 | 31 | 1 | 0 | 0 | 10 | 1 | 0 | 10 | 0 | 0
3 | 31 | 2 | 0 | 0 | 10 | 1 | 0 | 10 | 0 | 0
3 | 31 | 3 | 0 | 0 | 9 | 1 | 0 | 9 | 0 | 0
3 | 31 | 4 | 0 | 0 | 9 | 1 | 0 | 9 | 0 | 0
3 | 31 | 5 | 0 | 0 | 10 | 1 | 0 | 10 | 0 | 0
3 | 31 | 6 | 593 | 45 | 13 | 1 | 156.235 | 15.71 | 106.324 | 99.099
3 | 31 | 7 | 833 | 68 | 18 | 1 | 430.019 | 30.213 | 334.674 | 321.471
3 | 31 | 8 | 938 | 81 | 21 | 1 | 690.495 | 42.018 | 535.806 | 515.731
3 | 31 | 9 | 993 | 89 | 24 | 1 | 906.124 | 51.882 | 677.466 | 651.648
3 | 31 | 10 | 1023 | 93 | 27 | 0 | 1056.188 | 65.774 | 733.102 | 704.824
3 | 31 | 11 | 1033 | 95 | 28 | 0 | 1125.993 | 69.24 | 766.23 | 736.433
3 | 31 | 12 | 1028 | 95 | 29 | 0 | 1111.461 | 70.043 | 752.694 | 723.522
3 | 31 | 13 | 1006 | 94 | 28 | 0 | 1013.876 | 66.441 | 700.673 | 673.842
3 | 31 | 14 | 625 | 227 | 27 | 1 | 727.236 | 51.067 | 545.723 | 525.27
3 | 31 | 15 | 639 | 142 | 26 | 1 | 528.879 | 43.451 | 405.744 | 390.285
3 | 31 | 16 | 772 | 64 | 11 | 4 | 347.938 | 18.279 | 276.97 | 265.46
3 | 31 | 17 | 453 | 36 | 9 | 3 | 88.108 | 10.309 | 56.699 | 50.517
3 | 31 | 18 | 0 | 0 | 7 | 3 | 0 | 7 | 0 | 0
3 | 31 | 19 | 0 | 0 | 7 | 3 | 0 | 7 | 0 | 0
3 | 31 | 20 | 0 | 0 | 7 | 3 | 0 | 7 | 0 | 0
3 | 31 | 21 | 0 | 0 | 7 | 4 | 0 | 7 | 0 | 0
3 | 31 | 22 | 0 | 0 | 6 | 5 | 0 | 6 | 0 | 0
3 | 31 | 23 | 0 | 0 | 5 | 4 | 0 | 5 | 0 | 0
4 | 1 | 0 | 0 | 0 | 4 | 3 | 0 | 4 | 0 | 0
4 | 1 | 1 | 0 | 0 | 3 | 2 | 0 | 3 | 0 | 0
4 | 1 | 2 | 0 | 0 | 2 | 2 | 0 | 2 | 0 | 0
4 | 1 | 3 | 0 | 0 | 2 | 2 | 0 | 2 | 0 | 0
4 | 1 | 4 | 0 | 0 | 2 | 2 | 0 | 2 | 0 | 0
4 | 1 | 5 | 0 | 0 | 2 | 2 | 0 | 2 | 0 | 0
4 | 1 | 6 | 337 | 59 | 4 | 2 | 122.933 | 5.287 | 95.327 | 88.341
4 | 1 | 7 | 520 | 120 | 6 | 3 | 349.301 | 13.109 | 299.659 | 287.499
4 | 1 | 8 | 401 | 239 | 9 | 4 | 506.051 | 19.372 | 441.589 | 424.92
4 | 1 | 9 | 1024 | 76 | 11 | 4 | 919.085 | 30.583 | 765.902 | 736.12
4 | 1 | 10 | 1039 | 85 | 13 | 3 | 1063.924 | 38.671 | 854.855 | 820.793
4 | 1 | 11 | 492 | 416 | 14 | 3 | 938.094 | 37.129 | 760.029 | 730.52
4 | 1 | 12 | 1046 | 87 | 15 | 3 | 1121.197 | 41.896 | 886.714 | 833.333
4 | 1 | 13 | 1030 | 84 | 16 | 3 | 1025.24 | 41.129 | 813.202 | 781.181
4 | 1 | 14 | 994 | 80 | 15 | 3 | 854.112 | 36.094 | 691.198 | 664.783
4 | 1 | 15 | 937 | 71 | 14 | 2 | 625.884 | 31.659 | 506.546 | 487.564
4 | 1 | 16 | 823 | 56 | 13 | 1 | 357.991 | 25.334 | 274.708 | 263.262
4 | 1 | 17 | 528 | 33 | 10 | 1 | 94.153 | 12.592 | 57.628 | 51.428
4 | 1 | 18 | 0 | 0 | 7 | 1 | 0 | 7 | 0 | 0
4 | 1 | 19 | 0 | 0 | 6 | 1 | 0 | 6 | 0 | 0
4 | 1 | 20 | 0 | 0 | 5 | 1 | 0 | 5 | 0 | 0
4 | 1 | 21 | 0 | 0 | 4 | 1 | 0 | 4 | 0 | 0
4 | 1 | 22 | 0 | 0 | 4 | 1 | 0 | 4 | 0 | 0
4 | 1 | 23 | 0 | 0 | 4 | 1 | 0 | 4 | 0 | 0
4 | 2 | 0 | 0 | 0 | 3 | 1 | 0 | 3 | 0 | 0
4 | 2 | 1 | 0 | 0 | 3 | 1 | 0 | 3 | 0 | 0
4 | 2 | 2 | 0 | 0 | 3 | 1 | 0 | 3 | 0 | 0
4 | 2 | 3 | 0 | 0 | 2 | 1 | 0 | 2 | 0 | 0
4 | 2 | 4 | 0 | 0 | 2 | 1 | 0 | 2 | 0 | 0
4 | 2 | 5 | 0 | 0 | 4 | 1 | 0 | 4 | 0 | 0
4 | 2 | 6 | 391 | 57 | 8 | 3 | 133.168 | 9.452 | 99.912 | 92.828
4 | 2 | 7 | 879 | 59 | 12 | 4 | 443.659 | 20.546 | 361.268 | 347.243
4 | 2 | 8 | 973 | 68 | 13 | 5 | 703.086 | 26.116 | 589.989 | 567.805
4 | 2 | 9 | 1018 | 74 | 15 | 4 | 913.846 | 34.749 | 746.281 | 717.404
4 | 2 | 10 | 1032 | 83 | 16 | 4 | 1056.684 | 39.112 | 847.178 | 813.497
4 | 2 | 11 | 1036 | 88 | 17 | 4 | 1123.59 | 41.731 | 889.417 | 833.333
4 | 2 | 12 | 480 | 416 | 18 | 4 | 920.774 | 38.627 | 740.408 | 711.798
4 | 2 | 13 | 496 | 357 | 18 | 4 | 834.293 | 36.426 | 677.886 | 652.05
4 | 2 | 14 | 541 | 259 | 18 | 3 | 695.338 | 34.921 | 567.181 | 545.898
4 | 2 | 15 | 934 | 69 | 17 | 3 | 622.129 | 31.924 | 502.843 | 483.997
4 | 2 | 16 | 828 | 54 | 15 | 2 | 357.456 | 24.896 | 274.641 | 263.197
4 | 2 | 17 | 530 | 33 | 12 | 1 | 94.433 | 14.605 | 57.235 | 51.043
4 | 2 | 18 | 0 | 0 | 10 | 0 | 0 | 10 | 0 | 0
4 | 2 | 19 | 0 | 0 | 10 | 0 | 0 | 10 | 0 | 0
4 | 2 | 20 | 0 | 0 | 10 | 0 | 0 | 10 | 0 | 0
4 | 2 | 21 | 0 | 0 | 10 | 0 | 0 | 10 | 0 | 0
4 | 2 | 22 | 0 | 0 | 9 | 0 | 0 | 9 | 0 | 0
4 | 2 | 23 | 0 | 0 | 9 | 0 | 0 | 9 | 0 | 0
4 | 3 | 0 | 0 | 0 | 8 | 0 | 0 | 8 | 0 | 0
4 | 3 | 1 | 0 | 0 | 8 | 1 | 0 | 8 | 0 | 0
4 | 3 | 2 | 0 | 0 | 7 | 1 | 0 | 7 | 0 | 0
4 | 3 | 3 | 0 | 0 | 6 | 1 | 0 | 6 | 0 | 0
4 | 3 | 4 | 0 | 0 | 6 | 1 | 0 | 6 | 0 | 0
4 | 3 | 5 | 0 | 0 | 7 | 1 | 0 | 7 | 0 | 0
4 | 3 | 6 | 345 | 62 | 10 | 1 | 129.055 | 11.752 | 97.835 | 90.795
4 | 3 | 7 | 825 | 70 | 15 | 1 | 434.681 | 27.268 | 344.353 | 330.854
4 | 3 | 8 | 925 | 82 | 18 | 1 | 689.128 | 39.124 | 543.166 | 522.811
4 | 3 | 9 | 975 | 91 | 20 | 1 | 898.82 | 47.931 | 686.47 | 660.262
4 | 3 | 10 | 1000 | 96 | 21 | 1 | 1042.195 | 53.518 | 774.991 | 744.785
4 | 3 | 11 | 528 | 402 | 22 | 1 | 959.937 | 52.775 | 717.083 | 689.525
4 | 3 | 12 | 997 | 103 | 23 | 2 | 1091.838 | 52.057 | 818.712 | 786.424
4 | 3 | 13 | 466 | 366 | 24 | 2 | 816.076 | 46.724 | 629.192 | 605.414
4 | 3 | 14 | 551 | 258 | 23 | 2 | 701.859 | 42.156 | 552.067 | 531.37
4 | 3 | 15 | 712 | 124 | 22 | 3 | 552.848 | 35.259 | 441.396 | 424.734
4 | 3 | 16 | 409 | 116 | 19 | 2 | 267.855 | 26.265 | 212.767 | 202.997
4 | 3 | 17 | 130 | 48 | 15 | 1 | 61.413 | 16.057 | 48.187 | 42.175
4 | 3 | 18 | 0 | 0 | 12 | 1 | 0 | 12 | 0 | 0
4 | 3 | 19 | 0 | 0 | 10 | 1 | 0 | 10 | 0 | 0
4 | 3 | 20 | 0 | 0 | 10 | 0 | 0 | 10 | 0 | 0
4 | 3 | 21 | 0 | 0 | 9 | 0 | 0 | 9 | 0 | 0
4 | 3 | 22 | 0 | 0 | 8 | 0 | 0 | 8 | 0 | 0
4 | 3 | 23 | 0 | 0 | 8 | 0 | 0 | 8 | 0 | 0
4 | 4 | 0 | 0 | 0 | 8 | 0 | 0 | 8 | 0 | 0
4 | 4 | 1 | 0 | 0 | 8 | 0 | 0 | 8 | 0 | 0
4 | 4 | 2 | 0 | 0 | 8 | 0 | 0 | 8 | 0 | 0
4 | 4 | 3 | 0 | 0 | 8 | 0 | 0 | 8 | 0 | 0
4 | 4 | 4 | 0 | 0 | 8 | 0 | 0 | 8 | 0 | 0
4 | 4 | 5 | 0 | 0 | 9 | 0 | 0 | 9 | 0 | 0
4 | 4 | 6 | 71 | 76 | 11 | 0 | 87.842 | 10.834 | 76.381 | 69.797
4 | 4 | 7 | 184 | 177 | 13 | 1 | 256.905 | 19.472 | 220.705 | 210.728
4 | 4 | 8 | 277 | 272 | 15 | 1 | 461.421 | 28.694 | 386.574 | 371.742
4 | 4 | 9 | 465 | 306 | 17 | 2 | 709.624 | 35.478 | 578.404 | 556.68
4 | 4 | 10 | 704 | 273 | 19 | 2 | 961.428 | 44.422 | 750.339 | 721.276
4 | 4 | 11 | 545 | 395 | 20 | 2 | 969.864 | 46.295 | 749.878 | 720.836
4 | 4 | 12 | 551 | 385 | 21 | 3 | 958.976 | 44.087 | 749.981 | 720.934
4 | 4 | 13 | 541 | 344 | 21 | 3 | 861.582 | 41.889 | 681.049 | 655.076
4 | 4 | 14 | 971 | 89 | 21 | 3 | 846.741 | 41.332 | 667.535 | 642.143
4 | 4 | 15 | 912 | 79 | 20 | 3 | 620.141 | 35.183 | 493.62 | 475.111
4 | 4 | 16 | 786 | 65 | 17 | 2 | 354.197 | 26.78 | 271.118 | 259.774
4 | 4 | 17 | 475 | 39 | 13 | 1 | 93.553 | 15.565 | 59.031 | 52.803
4 | 4 | 18 | 0 | 0 | 10 | 1 | 0 | 10 | 0 | 0
4 | 4 | 19 | 0 | 0 | 9 | 1 | 0 | 9 | 0 | 0
4 | 4 | 20 | 0 | 0 | 8 | 0 | 0 | 8 | 0 | 0
4 | 4 | 21 | 0 | 0 | 8 | 0 | 0 | 8 | 0 | 0
4 | 4 | 22 | 0 | 0 | 7 | 0 | 0 | 7 | 0 | 0
4 | 4 | 23 | 0 | 0 | 7 | 0 | 0 | 7 | 0 | 0
4 | 5 | 0 | 0 | 0 | 7 | 0 | 0 | 7 | 0 | 0
4 | 5 | 1 | 0 | 0 | 6 | 0 | 0 | 6 | 0 | 0
4 | 5 | 2 | 0 | 0 | 6 | 0 | 0 | 6 | 0 | 0
4 | 5 | 3 | 0 | 0 | 6 | 0 | 0 | 6 | 0 | 0
4 | 5 | 4 | 0 | 0 | 5 | 0 | 0 | 5 | 0 | 0
4 | 5 | 5 | 0 | 0 | 6 | 0 | 0 | 6 | 0 | 0
4 | 5 | 6 | 387 | 62 | 7 | 1 | 138.975 | 9.051 | 105.765 | 98.553
4 | 5 | 7 | 781 | 89 | 9 | 2 | 438.869 | 19.522 | 362.555 | 348.489
4 | 5 | 8 | 899 | 102 | 11 | 2 | 699.379 | 29.342 | 579.075 | 557.324
4 | 5 | 9 | 453 | 311 | 13 | 3 | 705.317 | 29.957 | 590.634 | 568.424
4 | 5 | 10 | 1026 | 99 | 16 | 4 | 1072.306 | 39.031 | 860.11 | 825.786
4 | 5 | 11 | 1036 | 104 | 17 | 4 | 1143.668 | 42.174 | 903.28 | 833.333
4 | 5 | 12 | 1022 | 112 | 17 | 5 | 1127.079 | 39.41 | 902.705 | 833.333
4 | 5 | 13 | 991 | 116 | 17 | 5 | 1025.627 | 37.443 | 828.826 | 796.047
4 | 5 | 14 | 952 | 109 | 16 | 5 | 853.357 | 32.973 | 701.508 | 674.64
4 | 5 | 15 | 883 | 97 | 15 | 5 | 623.891 | 27.255 | 516.593 | 497.239
4 | 5 | 16 | 701 | 88 | 12 | 4 | 346.789 | 19.464 | 277.439 | 265.917
4 | 5 | 17 | 167 | 53 | 9 | 3 | 70.234 | 9.863 | 55.645 | 49.485
4 | 5 | 18 | 0 | 0 | 7 | 2 | 0 | 7 | 0 | 0
4 | 5 | 19 | 0 | 0 | 5 | 1 | 0 | 5 | 0 | 0
4 | 5 | 20 | 0 | 0 | 4 | 0 | 0 | 4 | 0 | 0
4 | 5 | 21 | 0 | 0 | 3 | 0 | 0 | 3 | 0 | 0
4 | 5 | 22 | 0 | 0 | 2 | 0 | 0 | 2 | 0 | 0
4 | 5 | 23 | 0 | 0 | 1 | 0 | 0 | 1 | 0 | 0
4 | 6 | 0 | 0 | 0 | 0 | 0 | 0 | 0 | 0 | 0
4 | 6 | 1 | 0 | 0 | 0 | 0 | 0 | 0 | 0 | 0
4 | 6 | 2 | 0 | 0 | 0 | 0 | 0 | 0 | 0 | 0
4 | 6 | 3 | 0 | 0 | 0 | 0 | 0 | 0 | 0 | 0
4 | 6 | 4 | 0 | 0 | -1 | 0 | 0 | -1 | 0 | 0
4 | 6 | 5 | 0 | 0 | 0 | 1 | 0 | 0 | 0 | 0
4 | 6 | 6 | 381 | 64 | 4 | 2 | 140.663 | 5.791 | 109.243 | 101.955
4 | 6 | 7 | 800 | 90 | 7 | 3 | 449.98 | 16.595 | 376.968 | 362.445
4 | 6 | 8 | 910 | 106 | 10 | 4 | 712.452 | 25.072 | 602.17 | 579.497
4 | 6 | 9 | 970 | 116 | 13 | 3 | 925.788 | 35.055 | 755.268 | 725.978
4 | 6 | 10 | 1019 | 112 | 15 | 3 | 1080.729 | 40.965 | 858.45 | 824.209
4 | 6 | 11 | 1031 | 115 | 16 | 3 | 1151.194 | 43.837 | 901.498 | 833.333
4 | 6 | 12 | 1022 | 119 | 17 | 2 | 1134.961 | 48.006 | 869.627 | 833.333
4 | 6 | 13 | 1021 | 106 | 18 | 2 | 1042.531 | 46.666 | 803.692 | 772.127
4 | 6 | 14 | 988 | 98 | 18 | 1 | 869.643 | 46.64 | 667.122 | 641.748
4 | 6 | 15 | 819 | 93 | 17 | 1 | 582.325 | 36.944 | 460.072 | 442.761
4 | 6 | 16 | 460 | 111 | 15 | 0 | 280.886 | 28.964 | 219.107 | 209.172
4 | 6 | 17 | 194 | 53 | 11 | 0 | 73.273 | 14.57 | 55.802 | 49.638
4 | 6 | 18 | 0 | 0 | 8 | 1 | 0 | 8 | 0 | 0
4 | 6 | 19 | 0 | 0 | 7 | 1 | 0 | 7 | 0 | 0
4 | 6 | 20 | 0 | 0 | 6 | 1 | 0 | 6 | 0 | 0
4 | 6 | 21 | 0 | 0 | 5 | 1 | 0 | 5 | 0 | 0
4 | 6 | 22 | 0 | 0 | 4 | 1 | 0 | 4 | 0 | 0
4 | 6 | 23 | 0 | 0 | 4 | 1 | 0 | 4 | 0 | 0
4 | 7 | 0 | 0 | 0 | 3 | 1 | 0 | 3 | 0 | 0
4 | 7 | 1 | 0 | 0 | 3 | 1 | 0 | 3 | 0 | 0
4 | 7 | 2 | 0 | 0 | 3 | 1 | 0 | 3 | 0 | 0
4 | 7 | 3 | 0 | 0 | 3 | 1 | 0 | 3 | 0 | 0
4 | 7 | 4 | 0 | 0 | 3 | 1 | 0 | 3 | 0 | 0
4 | 7 | 5 | 0 | 0 | 5 | 1 | 0 | 5 | 0 | 0
4 | 7 | 6 | 382 | 66 | 9 | 2 | 143.717 | 10.918 | 109.606 | 102.309
4 | 7 | 7 | 842 | 82 | 14 | 3 | 462.116 | 23.833 | 374.076 | 359.645
4 | 7 | 8 | 944 | 97 | 17 | 3 | 724.569 | 33.719 | 587.442 | 565.359
4 | 7 | 9 | 998 | 107 | 19 | 2 | 940.908 | 43.961 | 733.89 | 705.577
4 | 7 | 10 | 1038 | 107 | 22 | 2 | 1094.456 | 51.127 | 824.475 | 791.908
4 | 7 | 11 | 1054 | 107 | 23 | 2 | 1166.399 | 54.19 | 864.644 | 830.093
4 | 7 | 12 | 1056 | 103 | 24 | 1 | 1151.949 | 60.083 | 826.469 | 793.805
4 | 7 | 13 | 1039 | 99 | 25 | 1 | 1051.67 | 58.349 | 761.174 | 731.611
4 | 7 | 14 | 1008 | 91 | 24 | 1 | 877.741 | 52.464 | 652.78 | 628.016
4 | 7 | 15 | 948 | 80 | 23 | 1 | 642.38 | 44.392 | 488.071 | 469.762
4 | 7 | 16 | 473 | 110 | 20 | 1 | 284.467 | 30.019 | 220.516 | 210.544
4 | 7 | 17 | 521 | 41 | 15 | 1 | 100.847 | 17.45 | 62.549 | 56.25
4 | 7 | 18 | 0 | 0 | 12 | 1 | 0 | 12 | 0 | 0
4 | 7 | 19 | 0 | 0 | 12 | 0 | 0 | 12 | 0 | 0
4 | 7 | 20 | 0 | 0 | 12 | 0 | 0 | 12 | 0 | 0
4 | 7 | 21 | 0 | 0 | 12 | 0 | 0 | 12 | 0 | 0
4 | 7 | 22 | 0 | 0 | 11 | 0 | 0 | 11 | 0 | 0
4 | 7 | 23 | 0 | 0 | 11 | 0 | 0 | 11 | 0 | 0
4 | 8 | 0 | 0 | 0 | 11 | 0 | 0 | 11 | 0 | 0
4 | 8 | 1 | 0 | 0 | 11 | 0 | 0 | 11 | 0 | 0
4 | 8 | 2 | 0 | 0 | 11 | 0 | 0 | 11 | 0 | 0
4 | 8 | 3 | 0 | 0 | 10 | 1 | 0 | 10 | 0 | 0
4 | 8 | 4 | 0 | 0 | 10 | 1 | 0 | 10 | 0 | 0
4 | 8 | 5 | 0 | 0 | 10 | 1 | 0 | 10 | 0 | 0
4 | 8 | 6 | 411 | 65 | 13 | 1 | 149.567 | 15.488 | 111.051 | 103.723
4 | 8 | 7 | 613 | 108 | 18 | 1 | 388.638 | 28.913 | 310.058 | 297.592
4 | 8 | 8 | 612 | 187 | 21 | 2 | 601.507 | 36.4 | 483.058 | 464.931
4 | 8 | 9 | 679 | 237 | 22 | 3 | 820.131 | 41.102 | 649.636 | 625.005
4 | 8 | 10 | 771 | 239 | 23 | 3 | 992.718 | 46.42 | 766.771 | 736.948
4 | 8 | 11 | 993 | 120 | 24 | 3 | 1120.122 | 50.558 | 846.771 | 813.11
4 | 8 | 12 | 988 | 119 | 25 | 3 | 1102.39 | 51.404 | 829.549 | 796.734
4 | 8 | 13 | 610 | 314 | 25 | 3 | 892.913 | 46.775 | 688.183 | 661.899
4 | 8 | 14 | 547 | 266 | 24 | 3 | 705.89 | 41.155 | 558.136 | 537.205
4 | 8 | 15 | 290 | 243 | 23 | 3 | 418.607 | 33.163 | 341.484 | 328.073
4 | 8 | 16 | 356 | 130 | 20 | 2 | 261.874 | 26.667 | 209.381 | 199.698
4 | 8 | 17 | 149 | 51 | 16 | 1 | 66.104 | 17.196 | 51.092 | 45.023
4 | 8 | 18 | 0 | 0 | 13 | 1 | 0 | 13 | 0 | 0
4 | 8 | 19 | 0 | 0 | 12 | 0 | 0 | 12 | 0 | 0
4 | 8 | 20 | 0 | 0 | 11 | 0 | 0 | 11 | 0 | 0
4 | 8 | 21 | 0 | 0 | 11 | 0 | 0 | 11 | 0 | 0
4 | 8 | 22 | 0 | 0 | 11 | 0 | 0 | 11 | 0 | 0
4 | 8 | 23 | 0 | 0 | 10 | 0 | 0 | 10 | 0 | 0
4 | 9 | 0 | 0 | 0 | 10 | 0 | 0 | 10 | 0 | 0
4 | 9 | 1 | 0 | 0 | 11 | 0 | 0 | 11 | 0 | 0
4 | 9 | 2 | 0 | 0 | 11 | 0 | 0 | 11 | 0 | 0
4 | 9 | 3 | 0 | 0 | 11 | 0 | 0 | 11 | 0 | 0
4 | 9 | 4 | 0 | 0 | 11 | 0 | 0 | 11 | 0 | 0
4 | 9 | 5 | 0 | 0 | 12 | 0 | 0 | 12 | 0 | 0
4 | 9 | 6 | 413 | 66 | 15 | 0 | 151.908 | 18.448 | 111.579 | 104.239
4 | 9 | 7 | 484 | 147 | 19 | 1 | 368.977 | 29.312 | 296.756 | 284.68
4 | 9 | 8 | 936 | 87 | 22 | 2 | 712.269 | 40.124 | 559.483 | 538.5
4 | 9 | 9 | 984 | 95 | 24 | 2 | 919.52 | 48.172 | 701.684 | 674.81
4 | 9 | 10 | 1014 | 97 | 25 | 3 | 1063.408 | 50.116 | 805.445 | 773.797
4 | 9 | 11 | 1030 | 96 | 26 | 3 | 1132.286 | 52.884 | 845.332 | 811.743
4 | 9 | 12 | 1030 | 94 | 27 | 3 | 1117.657 | 53.671 | 830.81 | 797.934
4 | 9 | 13 | 1014 | 92 | 26 | 4 | 1021.946 | 48.442 | 780.508 | 750.043
4 | 9 | 14 | 977 | 89 | 25 | 4 | 851.846 | 43.814 | 663.115 | 637.912
4 | 9 | 15 | 843 | 88 | 24 | 3 | 590.989 | 38.458 | 463.253 | 445.83
4 | 9 | 16 | 240 | 145 | 21 | 2 | 231.993 | 27.441 | 187.739 | 178.605
4 | 9 | 17 | 249 | 48 | 16 | 1 | 75.231 | 17.338 | 53.947 | 47.821
4 | 9 | 18 | 0 | 0 | 13 | 1 | 0 | 13 | 0 | 0
4 | 9 | 19 | 0 | 0 | 11 | 0 | 0 | 11 | 0 | 0
4 | 9 | 20 | 0 | 0 | 10 | 0 | 0 | 10 | 0 | 0
4 | 9 | 21 | 0 | 0 | 9 | 0 | 0 | 9 | 0 | 0
4 | 9 | 22 | 0 | 0 | 9 | 0 | 0 | 9 | 0 | 0
4 | 9 | 23 | 0 | 0 | 9 | 0 | 0 | 9 | 0 | 0
4 | 10 | 0 | 0 | 0 | 8 | 0 | 0 | 8 | 0 | 0
4 | 10 | 1 | 0 | 0 | 8 | 0 | 0 | 8 | 0 | 0
4 | 10 | 2 | 0 | 0 | 7 | 0 | 0 | 7 | 0 | 0
4 | 10 | 3 | 0 | 0 | 7 | 0 | 0 | 7 | 0 | 0
4 | 10 | 4 | 0 | 0 | 7 | 0 | 0 | 7 | 0 | 0
4 | 10 | 5 | 0 | 0 | 8 | 0 | 0 | 8 | 0 | 0
4 | 10 | 6 | 431 | 66 | 11 | 0 | 157.929 | 14.621 | 117.984 | 110.501
4 | 10 | 7 | 869 | 69 | 15 | 1 | 466.177 | 28.373 | 369.435 | 355.152
4 | 10 | 8 | 965 | 76 | 18 | 1 | 721.43 | 40.183 | 566.454 | 545.199
4 | 10 | 9 | 1013 | 81 | 21 | 2 | 929.991 | 45.589 | 719.34 | 691.681
4 | 10 | 10 | 1033 | 86 | 22 | 3 | 1070.598 | 47.425 | 822.53 | 790.057
4 | 10 | 11 | 1040 | 87 | 23 | 4 | 1133.299 | 47.719 | 869.729 | 833.333
4 | 10 | 12 | 1036 | 86 | 23 | 4 | 1115.376 | 47.471 | 857.037 | 822.866
4 | 10 | 13 | 1014 | 86 | 22 | 4 | 1015.688 | 44.439 | 792.127 | 761.114
4 | 10 | 14 | 969 | 85 | 21 | 4 | 841.456 | 39.683 | 668.964 | 643.511
4 | 10 | 15 | 901 | 78 | 18 | 4 | 612.839 | 31.597 | 496.517 | 477.902
4 | 10 | 16 | 790 | 62 | 15 | 4 | 352.701 | 22.556 | 275.206 | 263.746
4 | 10 | 17 | 533 | 37 | 12 | 3 | 99.28 | 13.621 | 61.497 | 55.219
4 | 10 | 18 | 0 | 0 | 9 | 3 | 0 | 9 | 0 | 0
4 | 10 | 19 | 0 | 0 | 7 | 3 | 0 | 7 | 0 | 0
4 | 10 | 20 | 0 | 0 | 6 | 3 | 0 | 6 | 0 | 0
4 | 10 | 21 | 0 | 0 | 5 | 3 | 0 | 5 | 0 | 0
4 | 10 | 22 | 0 | 0 | 5 | 3 | 0 | 5 | 0 | 0
4 | 10 | 23 | 0 | 0 | 5 | 2 | 0 | 5 | 0 | 0
4 | 11 | 0 | 0 | 0 | 5 | 2 | 0 | 5 | 0 | 0
4 | 11 | 1 | 0 | 0 | 5 | 2 | 0 | 5 | 0 | 0
4 | 11 | 2 | 0 | 0 | 5 | 2 | 0 | 5 | 0 | 0
4 | 11 | 3 | 0 | 0 | 6 | 3 | 0 | 6 | 0 | 0
4 | 11 | 4 | 0 | 0 | 6 | 3 | 0 | 6 | 0 | 0
4 | 11 | 5 | 0 | 0 | 6 | 3 | 0 | 6 | 0 | 0
4 | 11 | 6 | 0 | 6 | 7 | 4 | 5.675 | 5.46 | 5.324 | 0.126
4 | 11 | 7 | 48 | 178 | 8 | 4 | 195.159 | 10.726 | 177.46 | 168.581
4 | 11 | 8 | 84 | 287 | 9 | 4 | 339.984 | 15.37 | 304.448 | 292.148
4 | 11 | 9 | 22 | 280 | 10 | 5 | 289.746 | 14.853 | 260.762 | 249.707
4 | 11 | 10 | 35 | 369 | 10 | 5 | 403.961 | 17.01 | 360.102 | 346.113
4 | 11 | 11 | 16 | 245 | 11 | 5 | 253.054 | 15.247 | 227.389 | 217.237
4 | 11 | 12 | 17 | 250 | 12 | 5 | 258.726 | 16.118 | 231.576 | 221.312
4 | 11 | 13 | 0 | 72 | 12 | 5 | 68.582 | 12.387 | 62.419 | 56.122
4 | 11 | 14 | 11 | 192 | 11 | 5 | 193.037 | 13.51 | 174.761 | 165.949
4 | 11 | 15 | 37 | 224 | 10 | 5 | 241.694 | 13.665 | 218.115 | 208.206
4 | 11 | 16 | 5 | 121 | 9 | 4 | 117.248 | 10.514 | 107.389 | 100.141
4 | 11 | 17 | 0 | 49 | 7 | 3 | 46.191 | 6.604 | 43.119 | 37.207
4 | 11 | 18 | 0 | 0 | 5 | 3 | 0 | 5 | 0 | 0
4 | 11 | 19 | 0 | 0 | 5 | 3 | 0 | 5 | 0 | 0
4 | 11 | 20 | 0 | 0 | 4 | 2 | 0 | 4 | 0 | 0
4 | 11 | 21 | 0 | 0 | 4 | 2 | 0 | 4 | 0 | 0
4 | 11 | 22 | 0 | 0 | 4 | 2 | 0 | 4 | 0 | 0
4 | 11 | 23 | 0 | 0 | 4 | 3 | 0 | 4 | 0 | 0
4 | 12 | 0 | 0 | 0 | 4 | 3 | 0 | 4 | 0 | 0
4 | 12 | 1 | 0 | 0 | 4 | 3 | 0 | 4 | 0 | 0
4 | 12 | 2 | 0 | 0 | 4 | 3 | 0 | 4 | 0 | 0
4 | 12 | 3 | 0 | 0 | 3 | 3 | 0 | 3 | 0 | 0
4 | 12 | 4 | 0 | 0 | 3 | 3 | 0 | 3 | 0 | 0
4 | 12 | 5 | 0 | 11 | 3 | 3 | 10.413 | 1.325 | 9.943 | 4.66
4 | 12 | 6 | 358 | 76 | 5 | 3 | 152.572 | 6.943 | 121.406 | 113.847
4 | 12 | 7 | 475 | 150 | 7 | 3 | 370.509 | 14.7 | 319.576 | 306.828
4 | 12 | 8 | 531 | 217 | 10 | 4 | 581.753 | 22.082 | 501.313 | 482.523
4 | 12 | 9 | 971 | 102 | 12 | 4 | 919.919 | 31.723 | 763.04 | 733.391
4 | 12 | 10 | 996 | 106 | 13 | 4 | 1058.7 | 36.28 | 861.045 | 826.674
4 | 12 | 11 | 1009 | 106 | 14 | 4 | 1123.708 | 38.863 | 902.563 | 833.333
4 | 12 | 12 | 999 | 108 | 15 | 5 | 1102.873 | 36.922 | 894.416 | 833.333
4 | 12 | 13 | 440 | 384 | 14 | 5 | 802.222 | 30.107 | 672.345 | 646.747
4 | 12 | 14 | 124 | 356 | 13 | 5 | 457.63 | 21.924 | 398.306 | 383.091
4 | 12 | 15 | 156 | 261 | 12 | 4 | 352.741 | 19.238 | 308.77 | 296.343
4 | 12 | 16 | 0 | 24 | 10 | 4 | 22.743 | 9.655 | 20.95 | 15.464
4 | 12 | 17 | 186 | 54 | 8 | 3 | 73.057 | 8.02 | 57.613 | 51.413
4 | 12 | 18 | 0 | 0 | 6 | 3 | 0 | 6 | 0 | 0
4 | 12 | 19 | 0 | 0 | 6 | 3 | 0 | 6 | 0 | 0
4 | 12 | 20 | 0 | 0 | 5 | 3 | 0 | 5 | 0 | 0
4 | 12 | 21 | 0 | 0 | 5 | 2 | 0 | 5 | 0 | 0
4 | 12 | 22 | 0 | 0 | 5 | 2 | 0 | 5 | 0 | 0
4 | 12 | 23 | 0 | 0 | 5 | 2 | 0 | 5 | 0 | 0
4 | 13 | 0 | 0 | 0 | 5 | 2 | 0 | 5 | 0 | 0
4 | 13 | 1 | 0 | 0 | 5 | 2 | 0 | 5 | 0 | 0
4 | 13 | 2 | 0 | 0 | 5 | 2 | 0 | 5 | 0 | 0
4 | 13 | 3 | 0 | 0 | 5 | 2 | 0 | 5 | 0 | 0
4 | 13 | 4 | 0 | 0 | 4 | 2 | 0 | 4 | 0 | 0
4 | 13 | 5 | 0 | 11 | 4 | 2 | 10.413 | 2.069 | 9.911 | 4.629
4 | 13 | 6 | 292 | 84 | 6 | 2 | 146.693 | 8.014 | 119.247 | 111.736
4 | 13 | 7 | 15 | 156 | 7 | 3 | 156.141 | 9.423 | 143.523 | 135.457
4 | 13 | 8 | 102 | 297 | 8 | 4 | 361.959 | 14.766 | 324.895 | 311.988
4 | 13 | 9 | 13 | 212 | 9 | 5 | 214.965 | 12.412 | 195.591 | 186.26
4 | 13 | 10 | 19 | 286 | 9 | 5 | 295.414 | 13.749 | 267.234 | 255.999
4 | 13 | 11 | 106 | 480 | 9 | 6 | 593.42 | 18.604 | 525.19 | 505.515
4 | 13 | 12 | 62 | 441 | 9 | 6 | 507.248 | 17.477 | 451.232 | 434.229
4 | 13 | 13 | 28 | 334 | 8 | 7 | 359.157 | 13.175 | 325.713 | 312.781
4 | 13 | 14 | 0 | 75 | 7 | 6 | 71.365 | 7.452 | 66.374 | 59.996
4 | 13 | 15 | 0 | 44 | 6 | 6 | 41.779 | 5.54 | 39.179 | 33.344
4 | 13 | 16 | 0 | 25 | 5 | 5 | 23.693 | 4.073 | 22.359 | 16.846
4 | 13 | 17 | 8 | 54 | 4 | 4 | 51.71 | 3.519 | 48.468 | 42.451
4 | 13 | 18 | 0 | 0 | 3 | 4 | 0 | 3 | 0 | 0
4 | 13 | 19 | 0 | 0 | 2 | 4 | 0 | 2 | 0 | 0
4 | 13 | 20 | 0 | 0 | 2 | 4 | 0 | 2 | 0 | 0
4 | 13 | 21 | 0 | 0 | 2 | 4 | 0 | 2 | 0 | 0
4 | 13 | 22 | 0 | 0 | 2 | 4 | 0 | 2 | 0 | 0
4 | 13 | 23 | 0 | 0 | 2 | 4 | 0 | 2 | 0 | 0
4 | 14 | 0 | 0 | 0 | 2 | 4 | 0 | 2 | 0 | 0
4 | 14 | 1 | 0 | 0 | 1 | 4 | 0 | 1 | 0 | 0
4 | 14 | 2 | 0 | 0 | 1 | 3 | 0 | 1 | 0 | 0
4 | 14 | 3 | 0 | 0 | 0 | 3 | 0 | 0 | 0 | 0
4 | 14 | 4 | 0 | 0 | 0 | 3 | 0 | 0 | 0 | 0
4 | 14 | 5 | 0 | 14 | 0 | 3 | 13.261 | -1.634 | 12.821 | 7.485
4 | 14 | 6 | 251 | 90 | 2 | 4 | 142.799 | 3.529 | 120.34 | 112.805
4 | 14 | 7 | 597 | 121 | 4 | 4 | 401.336 | 11.596 | 348.776 | 335.14
4 | 14 | 8 | 68 | 286 | 6 | 5 | 327.995 | 11.679 | 298.749 | 286.615
4 | 14 | 9 | 94 | 384 | 8 | 5 | 462.922 | 16.216 | 413.923 | 398.191
4 | 14 | 10 | 430 | 428 | 10 | 5 | 857.035 | 26.126 | 732.31 | 704.067
4 | 14 | 11 | 352 | 447 | 11 | 4 | 823.853 | 29.272 | 693.635 | 667.114
4 | 14 | 12 | 55 | 432 | 12 | 4 | 490.597 | 23.022 | 425.434 | 409.316
4 | 14 | 13 | 195 | 440 | 13 | 4 | 628.857 | 26.301 | 536.84 | 516.725
4 | 14 | 14 | 474 | 291 | 12 | 4 | 672.953 | 26.553 | 571.839 | 550.374
4 | 14 | 15 | 909 | 97 | 11 | 4 | 638.613 | 24.925 | 534.643 | 514.612
4 | 14 | 16 | 797 | 75 | 10 | 3 | 368.547 | 18.919 | 293.656 | 281.669
4 | 14 | 17 | 543 | 44 | 7 | 2 | 106.717 | 9.224 | 68.899 | 62.47
4 | 14 | 18 | 0 | 0 | 5 | 1 | 0 | 5 | 0 | 0
4 | 14 | 19 | 0 | 0 | 4 | 1 | 0 | 4 | 0 | 0
4 | 14 | 20 | 0 | 0 | 4 | 1 | 0 | 4 | 0 | 0
4 | 14 | 21 | 0 | 0 | 3 | 1 | 0 | 3 | 0 | 0
4 | 14 | 22 | 0 | 0 | 3 | 1 | 0 | 3 | 0 | 0
4 | 14 | 23 | 0 | 0 | 2 | 1 | 0 | 2 | 0 | 0
4 | 15 | 0 | 0 | 0 | 2 | 1 | 0 | 2 | 0 | 0
4 | 15 | 1 | 0 | 0 | 2 | 0 | 0 | 2 | 0 | 0
4 | 15 | 2 | 0 | 0 | 2 | 0 | 0 | 2 | 0 | 0
4 | 15 | 3 | 0 | 0 | 1 | 0 | 0 | 1 | 0 | 0
4 | 15 | 4 | 0 | 0 | 1 | 0 | 0 | 1 | 0 | 0
4 | 15 | 5 | 0 | 17 | 3 | 0 | 16.113 | -0.766 | 15.521 | 10.135
4 | 15 | 6 | 485 | 67 | 7 | 1 | 175.576 | 10.375 | 133.655 | 125.817
4 | 15 | 7 | 676 | 101 | 11 | 1 | 418.575 | 23.062 | 343.956 | 330.469
4 | 15 | 8 | 740 | 151 | 14 | 1 | 659.553 | 34.373 | 534.866 | 514.826
4 | 15 | 9 | 728 | 222 | 16 | 1 | 850.914 | 42.747 | 668.507 | 643.074
4 | 15 | 10 | 816 | 222 | 18 | 0 | 1021.357 | 56.432 | 747.659 | 718.718
4 | 15 | 11 | 680 | 328 | 19 | 0 | 1036.259 | 58.577 | 749.836 | 720.796
4 | 15 | 12 | 578 | 384 | 20 | 1 | 982.996 | 51.528 | 739.247 | 710.69
4 | 15 | 13 | 993 | 132 | 20 | 2 | 1044.916 | 48.174 | 799.231 | 767.88
4 | 15 | 14 | 756 | 183 | 20 | 2 | 783.811 | 41.973 | 616.562 | 593.304
4 | 15 | 15 | 778 | 111 | 19 | 2 | 576.187 | 35.013 | 460.149 | 442.835
4 | 15 | 16 | 533 | 106 | 17 | 1 | 303.324 | 27.329 | 237.165 | 226.752
4 | 15 | 17 | 209 | 56 | 14 | 1 | 77.79 | 15.779 | 58.659 | 52.438
4 | 15 | 18 | 0 | 0 | 11 | 0 | 0 | 11 | 0 | 0
4 | 15 | 19 | 0 | 0 | 9 | 0 | 0 | 9 | 0 | 0
4 | 15 | 20 | 0 | 0 | 8 | 0 | 0 | 8 | 0 | 0
4 | 15 | 21 | 0 | 0 | 8 | 0 | 0 | 8 | 0 | 0
4 | 15 | 22 | 0 | 0 | 7 | 0 | 0 | 7 | 0 | 0
4 | 15 | 23 | 0 | 0 | 7 | 0 | 0 | 7 | 0 | 0
4 | 16 | 0 | 0 | 0 | 7 | 0 | 0 | 7 | 0 | 0
4 | 16 | 1 | 0 | 0 | 7 | 0 | 0 | 7 | 0 | 0
4 | 16 | 2 | 0 | 0 | 7 | 0 | 0 | 7 | 0 | 0
4 | 16 | 3 | 0 | 0 | 7 | 1 | 0 | 7 | 0 | 0
4 | 16 | 4 | 0 | 0 | 7 | 1 | 0 | 7 | 0 | 0
4 | 16 | 5 | 0 | 19 | 8 | 1 | 18.015 | 5.92 | 16.867 | 11.457
4 | 16 | 6 | 553 | 60 | 12 | 1 | 184.93 | 15.743 | 135.192 | 127.319
4 | 16 | 7 | 729 | 89 | 16 | 2 | 431.928 | 26.416 | 348.67 | 335.037
4 | 16 | 8 | 811 | 125 | 19 | 2 | 680.398 | 36.586 | 545.403 | 524.962
4 | 16 | 9 | 843 | 166 | 21 | 2 | 887.557 | 44.43 | 691.118 | 664.706
4 | 16 | 10 | 899 | 181 | 22 | 1 | 1053.598 | 54.699 | 778.62 | 748.244
4 | 16 | 11 | 1007 | 139 | 23 | 1 | 1157.479 | 58.926 | 835.916 | 802.79
4 | 16 | 12 | 1003 | 138 | 24 | 1 | 1138.425 | 59.704 | 818.527 | 786.248
4 | 16 | 13 | 992 | 128 | 25 | 1 | 1039.832 | 57.993 | 754.152 | 724.914
4 | 16 | 14 | 957 | 118 | 24 | 1 | 866.223 | 52.11 | 645.628 | 621.165
4 | 16 | 15 | 846 | 90 | 23 | 1 | 594.27 | 42.989 | 455.3 | 438.156
4 | 16 | 16 | 798 | 63 | 21 | 1 | 356.775 | 32.968 | 265.068 | 253.893
4 | 16 | 17 | 550 | 41 | 18 | 1 | 104.814 | 20.992 | 63.26 | 56.946
4 | 16 | 18 | 0 | 0 | 15 | 0 | 0 | 15 | 0 | 0
4 | 16 | 19 | 0 | 0 | 13 | 0 | 0 | 13 | 0 | 0
4 | 16 | 20 | 0 | 0 | 12 | 0 | 0 | 12 | 0 | 0
4 | 16 | 21 | 0 | 0 | 11 | 0 | 0 | 11 | 0 | 0
4 | 16 | 22 | 0 | 0 | 11 | 0 | 0 | 11 | 0 | 0
4 | 16 | 23 | 0 | 0 | 11 | 0 | 0 | 11 | 0 | 0
4 | 17 | 0 | 0 | 0 | 10 | 0 | 0 | 10 | 0 | 0
4 | 17 | 1 | 0 | 0 | 10 | 0 | 0 | 10 | 0 | 0
4 | 17 | 2 | 0 | 0 | 10 | 0 | 0 | 10 | 0 | 0
4 | 17 | 3 | 0 | 0 | 10 | 0 | 0 | 10 | 0 | 0
4 | 17 | 4 | 0 | 0 | 10 | 0 | 0 | 10 | 0 | 0
4 | 17 | 5 | 0 | 19 | 11 | 0 | 18.014 | 7.678 | 16.738 | 11.33
4 | 17 | 6 | 398 | 80 | 15 | 0 | 169.12 | 19.405 | 127.517 | 119.819
4 | 17 | 7 | 869 | 66 | 19 | 0 | 474.249 | 36.438 | 363.06 | 348.978
4 | 17 | 8 | 949 | 76 | 22 | 0 | 721.178 | 49.268 | 540.968 | 520.696
4 | 17 | 9 | 993 | 83 | 24 | 0 | 923.637 | 58.448 | 666.858 | 641.495
4 | 17 | 10 | 1021 | 84 | 25 | 0 | 1062.804 | 64.239 | 744.468 | 715.673
4 | 17 | 11 | 1034 | 84 | 26 | 1 | 1127.487 | 60.922 | 805.171 | 773.535
4 | 17 | 12 | 1032 | 84 | 27 | 1 | 1110.82 | 61.628 | 790.048 | 759.133
4 | 17 | 13 | 1015 | 83 | 27 | 2 | 1013.659 | 54.38 | 749.908 | 720.864
4 | 17 | 14 | 980 | 80 | 27 | 2 | 844.315 | 50.062 | 636.052 | 611.989
4 | 17 | 15 | 919 | 74 | 26 | 3 | 618.96 | 41.044 | 478.41 | 460.449
4 | 17 | 16 | 813 | 61 | 23 | 2 | 360.205 | 32.885 | 267.468 | 256.225
4 | 17 | 17 | 171 | 60 | 19 | 1 | 76.732 | 21.113 | 58.268 | 52.055
4 | 17 | 18 | 0 | 0 | 16 | 0 | 0 | 16 | 0 | 0
4 | 17 | 19 | 0 | 0 | 14 | 0 | 0 | 14 | 0 | 0
4 | 17 | 20 | 0 | 0 | 13 | 0 | 0 | 13 | 0 | 0
4 | 17 | 21 | 0 | 0 | 12 | 0 | 0 | 12 | 0 | 0
4 | 17 | 22 | 0 | 0 | 12 | 0 | 0 | 12 | 0 | 0
4 | 17 | 23 | 0 | 0 | 11 | 0 | 0 | 11 | 0 | 0
4 | 18 | 0 | 0 | 0 | 11 | 0 | 0 | 11 | 0 | 0
4 | 18 | 1 | 0 | 0 | 11 | 0 | 0 | 11 | 0 | 0
4 | 18 | 2 | 0 | 0 | 10 | 0 | 0 | 10 | 0 | 0
4 | 18 | 3 | 0 | 0 | 10 | 0 | 0 | 10 | 0 | 0
4 | 18 | 4 | 0 | 0 | 10 | 0 | 0 | 10 | 0 | 0
4 | 18 | 5 | 241 | 18 | 12 | 0 | 17.495 | 8.702 | 13.419 | 8.072
4 | 18 | 6 | 415 | 80 | 15 | 0 | 173.774 | 19.616 | 130.63 | 122.862
4 | 18 | 7 | 154 | 207 | 19 | 1 | 275.572 | 26.513 | 230.932 | 220.686
4 | 18 | 8 | 417 | 264 | 22 | 2 | 550.502 | 35.733 | 445.401 | 428.601
4 | 18 | 9 | 529 | 325 | 24 | 2 | 787.174 | 44.467 | 613.338 | 590.212
4 | 18 | 10 | 531 | 394 | 25 | 2 | 924.094 | 49.448 | 702.588 | 675.673
4 | 18 | 11 | 538 | 422 | 27 | 2 | 989.748 | 53.308 | 737.243 | 708.777
4 | 18 | 12 | 593 | 380 | 28 | 3 | 992.889 | 51.615 | 746.337 | 717.457
4 | 18 | 13 | 984 | 82 | 28 | 3 | 984.356 | 51.436 | 739.922 | 711.335
4 | 18 | 14 | 953 | 77 | 27 | 4 | 820.193 | 45.05 | 634.377 | 610.384
4 | 18 | 15 | 899 | 70 | 26 | 4 | 603.012 | 39.252 | 470.278 | 452.607
4 | 18 | 16 | 272 | 152 | 23 | 3 | 249.016 | 28.952 | 199.57 | 190.139
4 | 18 | 17 | 95 | 62 | 20 | 2 | 69.436 | 20.917 | 55.869 | 49.704
4 | 18 | 18 | 0 | 0 | 17 | 2 | 0 | 17 | 0 | 0
4 | 18 | 19 | 0 | 0 | 15 | 1 | 0 | 15 | 0 | 0
4 | 18 | 20 | 0 | 0 | 13 | 1 | 0 | 13 | 0 | 0
4 | 18 | 21 | 0 | 0 | 13 | 0 | 0 | 13 | 0 | 0
4 | 18 | 22 | 0 | 0 | 12 | 0 | 0 | 12 | 0 | 0
4 | 18 | 23 | 0 | 0 | 11 | 0 | 0 | 11 | 0 | 0
4 | 19 | 0 | 0 | 0 | 11 | 0 | 0 | 11 | 0 | 0
4 | 19 | 1 | 0 | 0 | 11 | 0 | 0 | 11 | 0 | 0
4 | 19 | 2 | 0 | 0 | 10 | 0 | 0 | 10 | 0 | 0
4 | 19 | 3 | 0 | 0 | 9 | 0 | 0 | 9 | 0 | 0
4 | 19 | 4 | 0 | 0 | 9 | 0 | 0 | 9 | 0 | 0
4 | 19 | 5 | 119 | 18 | 11 | 0 | 16.1 | 7.617 | 13.605 | 8.255
4 | 19 | 6 | 412 | 82 | 15 | 1 | 175.785 | 18.469 | 133.321 | 125.491
4 | 19 | 7 | 515 | 149 | 19 | 2 | 393.406 | 28.354 | 319.009 | 306.278
4 | 19 | 8 | 940 | 72 | 23 | 2 | 713.381 | 41.199 | 558.163 | 537.23
4 | 19 | 9 | 979 | 80 | 26 | 2 | 910.536 | 49.872 | 688.885 | 662.571
4 | 19 | 10 | 990 | 90 | 28 | 1 | 1040.817 | 59.987 | 746.945 | 718.037
4 | 19 | 11 | 995 | 93 | 29 | 0 | 1098.485 | 69.324 | 747.19 | 718.271
4 | 19 | 12 | 987 | 96 | 29 | 0 | 1079.168 | 69.056 | 735.17 | 706.798
4 | 19 | 13 | 967 | 95 | 30 | 0 | 982.545 | 67.243 | 675.918 | 650.166
4 | 19 | 14 | 568 | 272 | 29 | 0 | 724.847 | 58.617 | 522.213 | 502.65
4 | 19 | 15 | 566 | 181 | 28 | 0 | 519.854 | 50.164 | 386.026 | 371.211
4 | 19 | 16 | 275 | 152 | 26 | 1 | 249.97 | 34.37 | 195.071 | 185.753
4 | 19 | 17 | 403 | 48 | 23 | 0 | 94.315 | 27.092 | 59.875 | 53.63
4 | 19 | 18 | 0 | 0 | 20 | 0 | 0 | 20 | 0 | 0
4 | 19 | 19 | 0 | 0 | 18 | 0 | 0 | 18 | 0 | 0
4 | 19 | 20 | 0 | 0 | 18 | 1 | 0 | 18 | 0 | 0
4 | 19 | 21 | 0 | 0 | 17 | 1 | 0 | 17 | 0 | 0
4 | 19 | 22 | 0 | 0 | 17 | 1 | 0 | 17 | 0 | 0
4 | 19 | 23 | 0 | 0 | 16 | 1 | 0 | 16 | 0 | 0
4 | 20 | 0 | 0 | 0 | 15 | 1 | 0 | 15 | 0 | 0
4 | 20 | 1 | 0 | 0 | 14 | 1 | 0 | 14 | 0 | 0
4 | 20 | 2 | 0 | 0 | 14 | 1 | 0 | 14 | 0 | 0
4 | 20 | 3 | 0 | 0 | 13 | 1 | 0 | 13 | 0 | 0
4 | 20 | 4 | 0 | 0 | 13 | 1 | 0 | 13 | 0 | 0
4 | 20 | 5 | 110 | 20 | 16 | 1 | 17.588 | 14.141 | 14.676 | 9.306
4 | 20 | 6 | 411 | 83 | 21 | 2 | 177.267 | 24.078 | 131.302 | 123.518
4 | 20 | 7 | 823 | 77 | 24 | 3 | 468.755 | 34.043 | 364.518 | 350.39
4 | 20 | 8 | 914 | 86 | 27 | 3 | 711.638 | 43.254 | 551.247 | 530.582
4 | 20 | 9 | 963 | 91 | 29 | 3 | 909.514 | 50.153 | 687.135 | 660.898
4 | 20 | 10 | 1002 | 87 | 30 | 2 | 1049.564 | 57.538 | 763.601 | 733.926
4 | 20 | 11 | 1009 | 89 | 31 | 1 | 1108.493 | 64.979 | 773.448 | 743.314
4 | 20 | 12 | 1005 | 90 | 31 | 1 | 1090.608 | 64.72 | 762.059 | 732.455
4 | 20 | 13 | 992 | 86 | 32 | 0 | 995.657 | 69.459 | 676.03 | 650.273
4 | 20 | 14 | 962 | 80 | 31 | 0 | 830.072 | 63.534 | 580.447 | 558.643
4 | 20 | 15 | 906 | 72 | 30 | 0 | 609.112 | 55.356 | 436.535 | 420.039
4 | 20 | 16 | 801 | 60 | 28 | 1 | 354.989 | 39.886 | 254.655 | 243.767
4 | 20 | 17 | 568 | 40 | 25 | 0 | 107.634 | 30.649 | 61.773 | 55.489
4 | 20 | 18 | 0 | 0 | 22 | 0 | 0 | 22 | 0 | 0
4 | 20 | 19 | 0 | 0 | 21 | 0 | 0 | 21 | 0 | 0
4 | 20 | 20 | 0 | 0 | 20 | 0 | 0 | 20 | 0 | 0
4 | 20 | 21 | 0 | 0 | 20 | 0 | 0 | 20 | 0 | 0
4 | 20 | 22 | 0 | 0 | 19 | 0 | 0 | 19 | 0 | 0
4 | 20 | 23 | 0 | 0 | 19 | 0 | 0 | 19 | 0 | 0
4 | 21 | 0 | 0 | 0 | 18 | 0 | 0 | 18 | 0 | 0
4 | 21 | 1 | 0 | 0 | 18 | 0 | 0 | 18 | 0 | 0
4 | 21 | 2 | 0 | 0 | 17 | 1 | 0 | 17 | 0 | 0
4 | 21 | 3 | 0 | 0 | 16 | 1 | 0 | 16 | 0 | 0
4 | 21 | 4 | 0 | 0 | 16 | 1 | 0 | 16 | 0 | 0
4 | 21 | 5 | 160 | 21 | 18 | 1 | 19.045 | 16.261 | 15.317 | 9.935
4 | 21 | 6 | 430 | 83 | 22 | 1 | 182.464 | 25.836 | 133.738 | 125.898
4 | 21 | 7 | 890 | 60 | 26 | 1 | 483.648 | 39.856 | 364.5 | 350.372
4 | 21 | 8 | 961 | 69 | 29 | 1 | 726.716 | 50.942 | 540.518 | 520.264
4 | 21 | 9 | 1000 | 75 | 30 | 1 | 924.535 | 58.15 | 668.69 | 643.249
4 | 21 | 10 | 1012 | 84 | 32 | 1 | 1056.372 | 64.151 | 740.356 | 711.749
4 | 21 | 11 | 1020 | 86 | 33 | 1 | 1116.519 | 67.052 | 769.705 | 739.746
4 | 21 | 12 | 1016 | 86 | 33 | 1 | 1097.21 | 66.759 | 757.638 | 728.239
4 | 21 | 13 | 271 | 436 | 33 | 1 | 698.624 | 56.296 | 511.764 | 492.589
4 | 21 | 14 | 622 | 251 | 32 | 2 | 744.771 | 51.622 | 557.362 | 536.461
4 | 21 | 15 | 895 | 77 | 31 | 2 | 607.822 | 47.427 | 454.676 | 437.554
4 | 21 | 16 | 814 | 58 | 29 | 2 | 358.025 | 38.783 | 258.061 | 247.08
4 | 21 | 17 | 585 | 39 | 25 | 1 | 108.881 | 28.237 | 62.655 | 56.353
4 | 21 | 18 | 0 | 0 | 21 | 0 | 0 | 21 | 0 | 0
4 | 21 | 19 | 0 | 0 | 19 | 0 | 0 | 19 | 0 | 0
4 | 21 | 20 | 0 | 0 | 18 | 0 | 0 | 18 | 0 | 0
4 | 21 | 21 | 0 | 0 | 17 | 0 | 0 | 17 | 0 | 0
4 | 21 | 22 | 0 | 0 | 17 | 0 | 0 | 17 | 0 | 0
4 | 21 | 23 | 0 | 0 | 16 | 0 | 0 | 16 | 0 | 0
4 | 22 | 0 | 0 | 0 | 16 | 0 | 0 | 16 | 0 | 0
4 | 22 | 1 | 0 | 0 | 16 | 0 | 0 | 16 | 0 | 0
4 | 22 | 2 | 0 | 0 | 16 | 0 | 0 | 16 | 0 | 0
4 | 22 | 3 | 0 | 0 | 16 | 0 | 0 | 16 | 0 | 0
4 | 22 | 4 | 0 | 0 | 17 | 0 | 0 | 17 | 0 | 0
4 | 22 | 5 | 163 | 22 | 18 | 0 | 19.85 | 15.124 | 16.108 | 10.712
4 | 22 | 6 | 428 | 84 | 21 | 0 | 183.698 | 26.239 | 134.702 | 126.84
4 | 22 | 7 | 866 | 69 | 25 | 1 | 482.982 | 38.851 | 366.552 | 352.36
4 | 22 | 8 | 938 | 81 | 29 | 2 | 724.802 | 47.602 | 548.96 | 528.383
4 | 22 | 9 | 977 | 90 | 31 | 2 | 921.731 | 54.977 | 678.498 | 652.635
4 | 22 | 10 | 1011 | 88 | 32 | 2 | 1060.053 | 59.717 | 761.915 | 732.318
4 | 22 | 11 | 1017 | 91 | 32 | 3 | 1118.905 | 58.331 | 810.751 | 778.848
4 | 22 | 12 | 1011 | 93 | 33 | 3 | 1099.575 | 59.002 | 793.714 | 762.626
4 | 22 | 13 | 991 | 92 | 32 | 3 | 1000.764 | 55.881 | 734.316 | 705.983
4 | 22 | 14 | 953 | 89 | 31 | 3 | 832.278 | 51.04 | 623.767 | 600.214
4 | 22 | 15 | 705 | 140 | 30 | 3 | 562.226 | 43.691 | 430.577 | 414.285
4 | 22 | 16 | 807 | 62 | 27 | 2 | 359.364 | 36.678 | 262.159 | 251.065
4 | 22 | 17 | 580 | 41 | 23 | 1 | 110.454 | 26.256 | 64.806 | 58.461
4 | 22 | 18 | 0 | 0 | 19 | 1 | 0 | 19 | 0 | 0
4 | 22 | 19 | 0 | 0 | 17 | 0 | 0 | 17 | 0 | 0
4 | 22 | 20 | 0 | 0 | 16 | 0 | 0 | 16 | 0 | 0
4 | 22 | 21 | 0 | 0 | 15 | 0 | 0 | 15 | 0 | 0
4 | 22 | 22 | 0 | 0 | 14 | 0 | 0 | 14 | 0 | 0
4 | 22 | 23 | 0 | 0 | 13 | 0 | 0 | 13 | 0 | 0
4 | 23 | 0 | 0 | 0 | 12 | 0 | 0 | 12 | 0 | 0
4 | 23 | 1 | 0 | 0 | 11 | 0 | 0 | 11 | 0 | 0
4 | 23 | 2 | 0 | 0 | 11 | 0 | 0 | 11 | 0 | 0
4 | 23 | 3 | 0 | 0 | 10 | 0 | 0 | 10 | 0 | 0
4 | 23 | 4 | 0 | 0 | 10 | 0 | 0 | 10 | 0 | 0
4 | 23 | 5 | 148 | 24 | 11 | 0 | 21.234 | 7.884 | 18.103 | 12.669
4 | 23 | 6 | 440 | 84 | 14 | 1 | 187.289 | 17.861 | 142.643 | 134.597
4 | 23 | 7 | 846 | 72 | 17 | 1 | 478.129 | 30.837 | 377.916 | 363.363
4 | 23 | 8 | 929 | 80 | 21 | 1 | 718.64 | 43.016 | 557.487 | 536.581
4 | 23 | 9 | 978 | 84 | 24 | 1 | 916.946 | 52.28 | 684.94 | 658.798
4 | 23 | 10 | 992 | 94 | 26 | 2 | 1048.586 | 53.741 | 778.975 | 748.582
4 | 23 | 11 | 1001 | 96 | 27 | 3 | 1108.176 | 53.286 | 825.557 | 792.937
4 | 23 | 12 | 999 | 96 | 27 | 3 | 1090.762 | 53.037 | 813.624 | 781.583
4 | 23 | 13 | 993 | 89 | 26 | 3 | 999.251 | 50.049 | 756.711 | 727.354
4 | 23 | 14 | 961 | 85 | 25 | 3 | 834.108 | 45.24 | 644.529 | 620.112
4 | 23 | 15 | 907 | 76 | 22 | 3 | 613.713 | 36.967 | 484.269 | 466.098
4 | 23 | 16 | 834 | 57 | 19 | 3 | 364.533 | 27.69 | 277.248 | 265.731
4 | 23 | 17 | 622 | 39 | 16 | 2 | 113.811 | 18.466 | 67.905 | 61.497
4 | 23 | 18 | 0 | 0 | 14 | 2 | 0 | 14 | 0 | 0
4 | 23 | 19 | 0 | 0 | 12 | 2 | 0 | 12 | 0 | 0
4 | 23 | 20 | 0 | 0 | 11 | 2 | 0 | 11 | 0 | 0
4 | 23 | 21 | 0 | 0 | 10 | 2 | 0 | 10 | 0 | 0
4 | 23 | 22 | 0 | 0 | 9 | 3 | 0 | 9 | 0 | 0
4 | 23 | 23 | 0 | 0 | 9 | 3 | 0 | 9 | 0 | 0
4 | 24 | 0 | 0 | 0 | 8 | 2 | 0 | 8 | 0 | 0
4 | 24 | 1 | 0 | 0 | 8 | 2 | 0 | 8 | 0 | 0
4 | 24 | 2 | 0 | 0 | 8 | 2 | 0 | 8 | 0 | 0
4 | 24 | 3 | 0 | 0 | 8 | 1 | 0 | 8 | 0 | 0
4 | 24 | 4 | 0 | 0 | 8 | 1 | 0 | 8 | 0 | 0
4 | 24 | 5 | 191 | 26 | 9 | 1 | 23.376 | 7.13 | 19.717 | 14.253
4 | 24 | 6 | 717 | 56 | 11 | 1 | 229.708 | 16.24 | 166.733 | 158.115
4 | 24 | 7 | 870 | 71 | 15 | 2 | 489.412 | 27.091 | 393.87 | 378.801
4 | 24 | 8 | 948 | 78 | 18 | 1 | 730.432 | 40.536 | 573.877 | 552.331
4 | 24 | 9 | 730 | 232 | 21 | 1 | 866.531 | 48.141 | 662.12 | 636.96
4 | 24 | 10 | 507 | 416 | 24 | 1 | 922.412 | 52.977 | 688.19 | 661.906
4 | 24 | 11 | 570 | 409 | 25 | 2 | 1007.211 | 51.822 | 756.298 | 726.96
4 | 24 | 12 | 364 | 447 | 26 | 2 | 826.117 | 48.645 | 630.896 | 607.047
4 | 24 | 13 | 414 | 402 | 27 | 2 | 792.402 | 48.28 | 606.014 | 583.186
4 | 24 | 14 | 270 | 363 | 26 | 3 | 579.089 | 40.021 | 461.283 | 443.93
4 | 24 | 15 | 340 | 251 | 24 | 3 | 451.545 | 34.614 | 365.366 | 351.211
4 | 24 | 16 | 96 | 165 | 22 | 3 | 193.061 | 26.241 | 161.205 | 152.72
4 | 24 | 17 | 98 | 68 | 19 | 2 | 75.22 | 19.862 | 61.035 | 54.766
4 | 24 | 18 | 0 | 0 | 16 | 1 | 0 | 16 | 0 | 0
4 | 24 | 19 | 0 | 0 | 14 | 1 | 0 | 14 | 0 | 0
4 | 24 | 20 | 0 | 0 | 14 | 1 | 0 | 14 | 0 | 0
4 | 24 | 21 | 0 | 0 | 13 | 1 | 0 | 13 | 0 | 0
4 | 24 | 22 | 0 | 0 | 13 | 1 | 0 | 13 | 0 | 0
4 | 24 | 23 | 0 | 0 | 13 | 1 | 0 | 13 | 0 | 0
4 | 25 | 0 | 0 | 0 | 12 | 1 | 0 | 12 | 0 | 0
4 | 25 | 1 | 0 | 0 | 12 | 0 | 0 | 12 | 0 | 0
4 | 25 | 2 | 0 | 0 | 12 | 0 | 0 | 12 | 0 | 0
4 | 25 | 3 | 0 | 0 | 12 | 0 | 0 | 12 | 0 | 0
4 | 25 | 4 | 0 | 0 | 12 | 0 | 0 | 12 | 0 | 0
4 | 25 | 5 | 0 | 2 | 14 | 0 | 1.889 | 10.07 | 1.737 | 0
4 | 25 | 6 | 0 | 10 | 16 | 0 | 9.465 | 12.454 | 8.612 | 3.354
4 | 25 | 7 | 0 | 42 | 19 | 1 | 39.86 | 18.032 | 35.369 | 29.608
4 | 25 | 8 | 4 | 136 | 22 | 1 | 132.519 | 24.334 | 114.181 | 106.783
4 | 25 | 9 | 283 | 401 | 25 | 1 | 651.22 | 43.538 | 510.215 | 491.098
4 | 25 | 10 | 285 | 470 | 26 | 2 | 760.074 | 46.026 | 588.442 | 566.32
4 | 25 | 11 | 393 | 503 | 27 | 3 | 919.312 | 48.532 | 702.511 | 675.6
4 | 25 | 12 | 388 | 482 | 28 | 4 | 885.428 | 47.244 | 681.202 | 655.222
4 | 25 | 13 | 317 | 428 | 27 | 4 | 730.393 | 43.013 | 574.17 | 552.613
4 | 25 | 14 | 509 | 300 | 26 | 4 | 704.982 | 41.205 | 557.443 | 536.539
4 | 25 | 15 | 658 | 158 | 24 | 4 | 552.101 | 35.974 | 440.153 | 423.533
4 | 25 | 16 | 360 | 147 | 21 | 3 | 275.479 | 27.438 | 220.174 | 210.211
4 | 25 | 17 | 0 | 4 | 18 | 2 | 3.782 | 17.161 | 3.369 | 0
4 | 25 | 18 | 0 | 0 | 16 | 1 | 0 | 16 | 0 | 0
4 | 25 | 19 | 0 | 0 | 14 | 1 | 0 | 14 | 0 | 0
4 | 25 | 20 | 0 | 0 | 12 | 1 | 0 | 12 | 0 | 0
4 | 25 | 21 | 0 | 0 | 11 | 1 | 0 | 11 | 0 | 0
4 | 25 | 22 | 0 | 0 | 10 | 2 | 0 | 10 | 0 | 0
4 | 25 | 23 | 0 | 0 | 10 | 3 | 0 | 10 | 0 | 0
4 | 26 | 0 | 0 | 0 | 9 | 3 | 0 | 9 | 0 | 0
4 | 26 | 1 | 0 | 0 | 9 | 3 | 0 | 9 | 0 | 0
4 | 26 | 2 | 0 | 0 | 9 | 3 | 0 | 9 | 0 | 0
4 | 26 | 3 | 0 | 0 | 9 | 3 | 0 | 9 | 0 | 0
4 | 26 | 4 | 0 | 0 | 9 | 3 | 0 | 9 | 0 | 0
4 | 26 | 5 | 20 | 26 | 9 | 3 | 24.498 | 7.76 | 22.546 | 17.029
4 | 26 | 6 | 0 | 47 | 10 | 3 | 44.592 | 9.343 | 41.133 | 35.26
4 | 26 | 7 | 40 | 197 | 11 | 3 | 209.344 | 14.475 | 187.682 | 178.55
4 | 26 | 8 | 416 | 275 | 13 | 4 | 562.873 | 24.29 | 481.538 | 463.465
4 | 26 | 9 | 46 | 362 | 15 | 4 | 397.638 | 23.429 | 344.073 | 330.582
4 | 26 | 10 | 395 | 442 | 16 | 4 | 836.125 | 33.477 | 689.664 | 663.316
4 | 26 | 11 | 376 | 477 | 17 | 5 | 875.036 | 34.088 | 719.714 | 692.038
4 | 26 | 12 | 18 | 279 | 18 | 5 | 287.617 | 23.772 | 248.546 | 237.825
4 | 26 | 13 | 10 | 159 | 17 | 5 | 161.406 | 19.323 | 142.371 | 134.332
4 | 26 | 14 | 2 | 121 | 17 | 5 | 116.973 | 18.242 | 103.686 | 96.52
4 | 26 | 15 | 0 | 25 | 16 | 4 | 23.728 | 15.246 | 21.322 | 15.828
4 | 26 | 16 | 0 | 14 | 14 | 4 | 13.263 | 12.775 | 12.05 | 6.729
4 | 26 | 17 | 0 | 5 | 13 | 3 | 4.728 | 11.377 | 4.322 | 0
4 | 26 | 18 | 0 | 0 | 11 | 3 | 0 | 11 | 0 | 0
4 | 26 | 19 | 0 | 0 | 10 | 3 | 0 | 10 | 0 | 0
4 | 26 | 20 | 0 | 0 | 10 | 2 | 0 | 10 | 0 | 0
4 | 26 | 21 | 0 | 0 | 10 | 2 | 0 | 10 | 0 | 0
4 | 26 | 22 | 0 | 0 | 9 | 2 | 0 | 9 | 0 | 0
4 | 26 | 23 | 0 | 0 | 9 | 2 | 0 | 9 | 0 | 0
4 | 27 | 0 | 0 | 0 | 8 | 2 | 0 | 8 | 0 | 0
4 | 27 | 1 | 0 | 0 | 8 | 2 | 0 | 8 | 0 | 0
4 | 27 | 2 | 0 | 0 | 7 | 1 | 0 | 7 | 0 | 0
4 | 27 | 3 | 0 | 0 | 6 | 1 | 0 | 6 | 0 | 0
4 | 27 | 4 | 0 | 0 | 6 | 1 | 0 | 6 | 0 | 0
4 | 27 | 5 | 167 | 29 | 7 | 1 | 25.282 | 5.147 | 22.024 | 16.517
4 | 27 | 6 | 453 | 88 | 10 | 1 | 197.056 | 14.167 | 153.411 | 145.113
4 | 27 | 7 | 856 | 74 | 14 | 1 | 489.339 | 28.285 | 392.309 | 377.29
4 | 27 | 8 | 932 | 85 | 17 | 2 | 729.34 | 36.064 | 586.291 | 564.254
4 | 27 | 9 | 971 | 94 | 20 | 2 | 923.682 | 44.504 | 718.987 | 691.344
4 | 27 | 10 | 996 | 97 | 22 | 1 | 1056.48 | 54.906 | 779.885 | 749.45
4 | 27 | 11 | 1001 | 102 | 23 | 1 | 1114.345 | 57.816 | 809.769 | 777.913
4 | 27 | 12 | 995 | 103 | 24 | 1 | 1093.395 | 58.388 | 791.966 | 760.96
4 | 27 | 13 | 992 | 93 | 25 | 1 | 1001.651 | 56.833 | 731.114 | 702.926
4 | 27 | 14 | 960 | 88 | 24 | 1 | 835.773 | 51.146 | 626.007 | 602.361
4 | 27 | 15 | 703 | 144 | 23 | 1 | 564.22 | 42.012 | 435.924 | 419.45
4 | 27 | 16 | 433 | 136 | 22 | 1 | 293.491 | 31.907 | 227.758 | 217.595
4 | 27 | 17 | 542 | 49 | 18 | 1 | 113.329 | 20.94 | 70.741 | 64.273
4 | 27 | 18 | 0 | 0 | 15 | 1 | 0 | 15 | 0 | 0
4 | 27 | 19 | 0 | 0 | 13 | 0 | 0 | 13 | 0 | 0
4 | 27 | 20 | 0 | 0 | 11 | 0 | 0 | 11 | 0 | 0
4 | 27 | 21 | 0 | 0 | 11 | 0 | 0 | 11 | 0 | 0
4 | 27 | 22 | 0 | 0 | 10 | 0 | 0 | 10 | 0 | 0
4 | 27 | 23 | 0 | 0 | 10 | 0 | 0 | 10 | 0 | 0
4 | 28 | 0 | 0 | 0 | 9 | 0 | 0 | 9 | 0 | 0
4 | 28 | 1 | 0 | 0 | 9 | 1 | 0 | 9 | 0 | 0
4 | 28 | 2 | 0 | 0 | 8 | 1 | 0 | 8 | 0 | 0
4 | 28 | 3 | 0 | 0 | 8 | 1 | 0 | 8 | 0 | 0
4 | 28 | 4 | 0 | 0 | 8 | 1 | 0 | 8 | 0 | 0
4 | 28 | 5 | 168 | 32 | 11 | 1 | 27.704 | 9.329 | 23.883 | 18.341
4 | 28 | 6 | 475 | 86 | 15 | 2 | 201.252 | 18.675 | 152.929 | 144.642
4 | 28 | 7 | 807 | 92 | 19 | 2 | 485.096 | 30.84 | 385.308 | 370.516
4 | 28 | 8 | 893 | 105 | 22 | 2 | 723.82 | 40.759 | 568.613 | 547.274
4 | 28 | 9 | 942 | 114 | 25 | 1 | 920.114 | 53.321 | 683.593 | 657.509
4 | 28 | 10 | 995 | 104 | 26 | 0 | 1062.906 | 65.122 | 740.798 | 712.171
4 | 28 | 11 | 1001 | 108 | 27 | 0 | 1120.431 | 68.226 | 767.092 | 737.255
4 | 28 | 12 | 995 | 110 | 28 | 0 | 1100.376 | 68.827 | 750.635 | 721.558
4 | 28 | 13 | 989 | 100 | 28 | 0 | 1005.94 | 66.174 | 696.343 | 669.703
4 | 28 | 14 | 957 | 95 | 27 | 1 | 840.52 | 54.1 | 619.627 | 596.243
4 | 28 | 15 | 897 | 86 | 26 | 2 | 617.918 | 43.054 | 473.06 | 455.29
4 | 28 | 16 | 799 | 70 | 24 | 2 | 365.216 | 34.007 | 270.908 | 259.569
4 | 28 | 17 | 572 | 48 | 20 | 1 | 116.345 | 23.429 | 70.938 | 64.466
4 | 28 | 18 | 0 | 0 | 17 | 0 | 0 | 17 | 0 | 0
4 | 28 | 19 | 0 | 0 | 16 | 0 | 0 | 16 | 0 | 0
4 | 28 | 20 | 0 | 0 | 15 | 0 | 0 | 15 | 0 | 0
4 | 28 | 21 | 0 | 0 | 15 | 0 | 0 | 15 | 0 | 0
4 | 28 | 22 | 0 | 0 | 14 | 0 | 0 | 14 | 0 | 0
4 | 28 | 23 | 0 | 0 | 14 | 0 | 0 | 14 | 0 | 0
4 | 29 | 0 | 0 | 0 | 13 | 0 | 0 | 13 | 0 | 0
4 | 29 | 1 | 0 | 0 | 13 | 1 | 0 | 13 | 0 | 0
4 | 29 | 2 | 0 | 0 | 12 | 1 | 0 | 12 | 0 | 0
4 | 29 | 3 | 0 | 0 | 11 | 1 | 0 | 11 | 0 | 0
4 | 29 | 4 | 0 | 0 | 11 | 1 | 0 | 11 | 0 | 0
4 | 29 | 5 | 136 | 32 | 13 | 1 | 27.213 | 11.37 | 23.564 | 18.028
4 | 29 | 6 | 405 | 97 | 17 | 1 | 194.898 | 21.183 | 149.335 | 141.133
4 | 29 | 7 | 829 | 87 | 21 | 2 | 491.51 | 32.971 | 386.207 | 371.386
4 | 29 | 8 | 909 | 99 | 24 | 2 | 729.346 | 42.86 | 566.809 | 545.54
4 | 29 | 9 | 954 | 108 | 26 | 2 | 924.499 | 50.254 | 698.266 | 671.542
4 | 29 | 10 | 983 | 110 | 27 | 2 | 1057.693 | 54.924 | 780.709 | 750.235
4 | 29 | 11 | 991 | 112 | 28 | 1 | 1114.357 | 62.397 | 789.162 | 758.289
4 | 29 | 12 | 986 | 111 | 29 | 1 | 1092.251 | 62.941 | 771.054 | 741.032
4 | 29 | 13 | 972 | 105 | 29 | 1 | 995.391 | 60.362 | 712.38 | 685.032
4 | 29 | 14 | 939 | 99 | 28 | 1 | 830.562 | 54.732 | 610.203 | 587.205
4 | 29 | 15 | 691 | 149 | 27 | 1 | 561.868 | 45.771 | 425.906 | 409.772
4 | 29 | 16 | 770 | 74 | 25 | 1 | 358.764 | 36.823 | 263.015 | 251.897
4 | 29 | 17 | 538 | 50 | 21 | 1 | 114.248 | 24.344 | 70.548 | 64.084
4 | 29 | 18 | 0 | 0 | 18 | 1 | 0 | 18 | 0 | 0
4 | 29 | 19 | 0 | 0 | 16 | 0 | 0 | 16 | 0 | 0
4 | 29 | 20 | 0 | 0 | 15 | 0 | 0 | 15 | 0 | 0
4 | 29 | 21 | 0 | 0 | 14 | 0 | 0 | 14 | 0 | 0
4 | 29 | 22 | 0 | 0 | 14 | 0 | 0 | 14 | 0 | 0
4 | 29 | 23 | 0 | 0 | 14 | 0 | 0 | 14 | 0 | 0
4 | 30 | 0 | 0 | 0 | 13 | 0 | 0 | 13 | 0 | 0
4 | 30 | 1 | 0 | 0 | 13 | 0 | 0 | 13 | 0 | 0
4 | 30 | 2 | 0 | 0 | 13 | 0 | 0 | 13 | 0 | 0
4 | 30 | 3 | 0 | 0 | 13 | 0 | 0 | 13 | 0 | 0
4 | 30 | 4 | 0 | 0 | 13 | 0 | 0 | 13 | 0 | 0
4 | 30 | 5 | 173 | 33 | 15 | 0 | 28.38 | 12.344 | 24.204 | 18.656
4 | 30 | 6 | 447 | 92 | 19 | 0 | 201.22 | 25.007 | 150.035 | 141.817
4 | 30 | 7 | 861 | 78 | 22 | 0 | 498.657 | 40.42 | 377.197 | 362.666
4 | 30 | 8 | 933 | 89 | 25 | 1 | 736.217 | 47.422 | 558.677 | 537.725
4 | 30 | 9 | 492 | 359 | 27 | 1 | 790.105 | 51.731 | 592.665 | 570.374
4 | 30 | 10 | 642 | 342 | 28 | 1 | 976.348 | 57.871 | 709.118 | 681.915
4 | 30 | 11 | 1001 | 104 | 29 | 2 | 1116.001 | 58.325 | 808.677 | 776.874
4 | 30 | 12 | 995 | 103 | 29 | 3 | 1092.627 | 55.009 | 806.314 | 774.624
4 | 30 | 13 | 968 | 105 | 28 | 3 | 991.477 | 51.808 | 743.792 | 715.029
4 | 30 | 14 | 930 | 100 | 27 | 4 | 824.455 | 45.15 | 637.432 | 613.312
4 | 30 | 15 | 864 | 92 | 26 | 4 | 605.591 | 39.314 | 472.758 | 454.999
4 | 30 | 16 | 729 | 72 | 17 | 3 | 341.889 | 25.143 | 265.427 | 254.242
4 | 30 | 17 | 135 | 74 | 14 | 2 | 85.381 | 15.583 | 69.303 | 62.866
4 | 30 | 18 | 0 | 0 | 12 | 1 | 0 | 12 | 0 | 0
4 | 30 | 19 | 0 | 0 | 11 | 1 | 0 | 11 | 0 | 0
4 | 30 | 20 | 0 | 0 | 10 | 1 | 0 | 10 | 0 | 0
4 | 30 | 21 | 0 | 0 | 9 | 1 | 0 | 9 | 0 | 0
4 | 30 | 22 | 0 | 0 | 9 | 1 | 0 | 9 | 0 | 0
4 | 30 | 23 | 0 | 0 | 9 | 0 | 0 | 9 | 0 | 0
5 | 1 | 0 | 0 | 0 | 8 | 0 | 0 | 8 | 0 | 0
5 | 1 | 1 | 0 | 0 | 8 | 0 | 0 | 8 | 0 | 0
5 | 1 | 2 | 0 | 0 | 8 | 1 | 0 | 8 | 0 | 0
5 | 1 | 3 | 0 | 0 | 7 | 0 | 0 | 7 | 0 | 0
5 | 1 | 4 | 0 | 0 | 7 | 0 | 0 | 7 | 0 | 0
5 | 1 | 5 | 124 | 35 | 9 | 0 | 30.82 | 6.168 | 27.651 | 22.038
5 | 1 | 6 | 424 | 96 | 11 | 1 | 199.765 | 15.294 | 156.862 | 148.482
5 | 1 | 7 | 839 | 81 | 13 | 2 | 491.912 | 25.087 | 401.364 | 386.049
5 | 1 | 8 | 919 | 92 | 16 | 2 | 730.259 | 35.128 | 590.035 | 567.85
5 | 1 | 9 | 528 | 345 | 18 | 3 | 806.805 | 37.215 | 652.366 | 627.619
5 | 1 | 10 | 977 | 108 | 19 | 3 | 1049.94 | 43.821 | 822.051 | 789.602
5 | 1 | 11 | 984 | 110 | 19 | 3 | 1104.903 | 45.589 | 857.462 | 823.27
5 | 1 | 12 | 985 | 106 | 20 | 3 | 1085.55 | 46.237 | 839.54 | 806.236
5 | 1 | 13 | 968 | 104 | 21 | 3 | 990.16 | 45.041 | 769.829 | 739.864
5 | 1 | 14 | 925 | 102 | 20 | 4 | 822.456 | 38.264 | 658.63 | 633.618
5 | 1 | 15 | 512 | 205 | 19 | 3 | 509.514 | 31.592 | 416.484 | 400.667
5 | 1 | 16 | 498 | 127 | 17 | 3 | 308.588 | 24.109 | 246.963 | 236.286
5 | 1 | 17 | 488 | 58 | 15 | 2 | 116.083 | 17.322 | 77.104 | 70.505
5 | 1 | 18 | 0 | 0 | 13 | 1 | 0 | 13 | 0 | 0
5 | 1 | 19 | 0 | 0 | 11 | 1 | 0 | 11 | 0 | 0
5 | 1 | 20 | 0 | 0 | 10 | 1 | 0 | 10 | 0 | 0
5 | 1 | 21 | 0 | 0 | 10 | 1 | 0 | 10 | 0 | 0
5 | 1 | 22 | 0 | 0 | 10 | 1 | 0 | 10 | 0 | 0
5 | 1 | 23 | 0 | 0 | 9 | 1 | 0 | 9 | 0 | 0
5 | 2 | 0 | 0 | 0 | 9 | 1 | 0 | 9 | 0 | 0
5 | 2 | 1 | 0 | 0 | 9 | 1 | 0 | 9 | 0 | 0
5 | 2 | 2 | 0 | 0 | 9 | 1 | 0 | 9 | 0 | 0
5 | 2 | 3 | 0 | 0 | 8 | 1 | 0 | 8 | 0 | 0
5 | 2 | 4 | 0 | 0 | 8 | 1 | 0 | 8 | 0 | 0
5 | 2 | 5 | 104 | 37 | 9 | 1 | 32.122 | 7.429 | 28.923 | 23.286
5 | 2 | 6 | 304 | 113 | 11 | 1 | 184.954 | 14.812 | 150.317 | 142.092
5 | 2 | 7 | 813 | 88 | 14 | 1 | 487.168 | 28.162 | 392.278 | 377.26
5 | 2 | 8 | 899 | 97 | 16 | 2 | 722.126 | 34.907 | 584.215 | 562.261
5 | 2 | 9 | 944 | 105 | 19 | 2 | 913.744 | 43.286 | 715.815 | 688.314
5 | 2 | 10 | 974 | 105 | 21 | 2 | 1043.957 | 48.899 | 795.966 | 764.771
5 | 2 | 11 | 983 | 107 | 22 | 2 | 1100.599 | 51.556 | 827.601 | 794.881
5 | 2 | 12 | 978 | 107 | 22 | 3 | 1079.357 | 47.997 | 827.081 | 794.387
5 | 2 | 13 | 945 | 113 | 22 | 3 | 978.204 | 45.721 | 757.857 | 728.448
5 | 2 | 14 | 912 | 105 | 22 | 3 | 815.301 | 41.864 | 641.137 | 616.863
5 | 2 | 15 | 852 | 95 | 21 | 3 | 601.537 | 35.662 | 478.341 | 460.383
5 | 2 | 16 | 741 | 80 | 19 | 3 | 354.587 | 27.426 | 272.968 | 261.572
5 | 2 | 17 | 510 | 55 | 16 | 2 | 116.237 | 18.498 | 75.611 | 69.043
5 | 2 | 18 | 0 | 0 | 14 | 1 | 0 | 14 | 0 | 0
5 | 2 | 19 | 0 | 0 | 12 | 1 | 0 | 12 | 0 | 0
5 | 2 | 20 | 0 | 0 | 11 | 1 | 0 | 11 | 0 | 0
5 | 2 | 21 | 0 | 0 | 10 | 1 | 0 | 10 | 0 | 0
5 | 2 | 22 | 0 | 0 | 9 | 0 | 0 | 9 | 0 | 0
5 | 2 | 23 | 0 | 0 | 9 | 0 | 0 | 9 | 0 | 0
5 | 3 | 0 | 0 | 0 | 8 | 0 | 0 | 8 | 0 | 0
5 | 3 | 1 | 0 | 0 | 7 | 0 | 0 | 7 | 0 | 0
5 | 3 | 2 | 0 | 0 | 7 | 0 | 0 | 7 | 0 | 0
5 | 3 | 3 | 0 | 0 | 7 | 0 | 0 | 7 | 0 | 0
5 | 3 | 4 | 0 | 0 | 7 | 0 | 0 | 7 | 0 | 0
5 | 3 | 5 | 133 | 37 | 9 | 0 | 32.705 | 6.178 | 29.215 | 23.571
5 | 3 | 6 | 389 | 103 | 13 | 1 | 198.418 | 17.276 | 156.21 | 147.845
5 | 3 | 7 | 831 | 87 | 17 | 1 | 495.6 | 31.416 | 392.861 | 377.824
5 | 3 | 8 | 906 | 100 | 21 | 1 | 730.458 | 43.421 | 566.208 | 544.963
5 | 3 | 9 | 945 | 111 | 23 | 1 | 920.897 | 51.495 | 690.985 | 664.58
5 | 3 | 10 | 962 | 119 | 24 | 1 | 1046.704 | 56.481 | 766.028 | 736.24
5 | 3 | 11 | 973 | 119 | 25 | 1 | 1102.548 | 59.304 | 794.57 | 763.441
5 | 3 | 12 | 969 | 117 | 26 | 2 | 1080.357 | 54.993 | 797.329 | 766.069
5 | 3 | 13 | 473 | 411 | 26 | 3 | 855.542 | 46.867 | 659.154 | 634.119
5 | 3 | 14 | 933 | 98 | 25 | 3 | 824.167 | 44.694 | 638.696 | 614.523
5 | 3 | 15 | 580 | 188 | 24 | 3 | 532.417 | 37.057 | 423.017 | 406.981
5 | 3 | 16 | 369 | 152 | 22 | 2 | 283.345 | 29.607 | 224.289 | 214.218
5 | 3 | 17 | 66 | 76 | 19 | 1 | 78.506 | 20.77 | 65.29 | 58.935
5 | 3 | 18 | 0 | 0 | 16 | 1 | 0 | 16 | 0 | 0
5 | 3 | 19 | 0 | 0 | 14 | 0 | 0 | 14 | 0 | 0
5 | 3 | 20 | 0 | 0 | 12 | 0 | 0 | 12 | 0 | 0
5 | 3 | 21 | 0 | 0 | 11 | 0 | 0 | 11 | 0 | 0
5 | 3 | 22 | 0 | 0 | 11 | 0 | 0 | 11 | 0 | 0
5 | 3 | 23 | 0 | 0 | 10 | 0 | 0 | 10 | 0 | 0
5 | 4 | 0 | 0 | 0 | 10 | 0 | 0 | 10 | 0 | 0
5 | 4 | 1 | 0 | 0 | 10 | 0 | 0 | 10 | 0 | 0
5 | 4 | 2 | 0 | 0 | 10 | 0 | 0 | 10 | 0 | 0
5 | 4 | 3 | 0 | 0 | 10 | 0 | 0 | 10 | 0 | 0
5 | 4 | 4 | 0 | 0 | 10 | 0 | 0 | 10 | 0 | 0
5 | 4 | 5 | 146 | 38 | 12 | 0 | 33.989 | 9.378 | 29.678 | 24.026
5 | 4 | 6 | 417 | 101 | 15 | 0 | 204.119 | 21.119 | 157.076 | 148.691
5 | 4 | 7 | 827 | 87 | 19 | 1 | 494.319 | 33.365 | 388.266 | 373.378
5 | 4 | 8 | 900 | 100 | 22 | 2 | 726.745 | 40.859 | 570.795 | 549.371
5 | 4 | 9 | 533 | 346 | 23 | 3 | 811.6 | 42.173 | 640.027 | 615.799
5 | 4 | 10 | 561 | 396 | 24 | 3 | 951.522 | 46.454 | 734.965 | 706.603
5 | 4 | 11 | 473 | 481 | 25 | 3 | 976.712 | 48.286 | 747.343 | 718.417
5 | 4 | 12 | 374 | 469 | 24 | 3 | 853.872 | 44.66 | 665.832 | 640.513
5 | 4 | 13 | 417 | 424 | 23 | 3 | 813.007 | 42.497 | 640.747 | 616.489
5 | 4 | 14 | 498 | 311 | 22 | 3 | 704.085 | 38.973 | 563.086 | 541.963
5 | 4 | 15 | 354 | 257 | 21 | 3 | 463.5 | 32.212 | 379.422 | 364.82
5 | 4 | 16 | 2 | 127 | 19 | 2 | 121.15 | 22.038 | 105.463 | 98.258
5 | 4 | 17 | 57 | 77 | 16 | 2 | 78.559 | 16.643 | 67.061 | 60.67
5 | 4 | 18 | 0 | 0 | 14 | 2 | 0 | 14 | 0 | 0
5 | 4 | 19 | 0 | 0 | 13 | 2 | 0 | 13 | 0 | 0
5 | 4 | 20 | 0 | 0 | 11 | 1 | 0 | 11 | 0 | 0
5 | 4 | 21 | 0 | 0 | 10 | 1 | 0 | 10 | 0 | 0
5 | 4 | 22 | 0 | 0 | 9 | 1 | 0 | 9 | 0 | 0
5 | 4 | 23 | 0 | 0 | 8 | 1 | 0 | 8 | 0 | 0
5 | 5 | 0 | 0 | 0 | 8 | 0 | 0 | 8 | 0 | 0
5 | 5 | 1 | 0 | 0 | 8 | 0 | 0 | 8 | 0 | 0
5 | 5 | 2 | 0 | 0 | 8 | 0 | 0 | 8 | 0 | 0
5 | 5 | 3 | 0 | 0 | 8 | 0 | 0 | 8 | 0 | 0
5 | 5 | 4 | 0 | 0 | 8 | 0 | 0 | 8 | 0 | 0
5 | 5 | 5 | 152 | 40 | 9 | 1 | 35.982 | 7.555 | 31.515 | 25.828
5 | 5 | 6 | 407 | 103 | 11 | 2 | 203.843 | 14.739 | 162.03 | 153.526
5 | 5 | 7 | 424 | 194 | 13 | 2 | 400.752 | 22.675 | 337.471 | 324.182
5 | 5 | 8 | 450 | 273 | 15 | 2 | 589.351 | 30.254 | 490.148 | 471.765
5 | 5 | 9 | 631 | 296 | 17 | 3 | 845.273 | 36.786 | 684.796 | 658.66
5 | 5 | 10 | 388 | 463 | 18 | 3 | 847.781 | 38.416 | 682.379 | 656.348
5 | 5 | 11 | 955 | 121 | 18 | 4 | 1085.921 | 41.515 | 860.594 | 826.245
5 | 5 | 12 | 409 | 402 | 18 | 4 | 825.954 | 36.576 | 671.019 | 645.478
5 | 5 | 13 | 80 | 437 | 17 | 5 | 506.411 | 26.943 | 431.065 | 414.756
5 | 5 | 14 | 5 | 132 | 16 | 5 | 129.819 | 18.052 | 115.16 | 107.74
5 | 5 | 15 | 46 | 254 | 14 | 5 | 272.929 | 18.213 | 241.243 | 230.72
5 | 5 | 16 | 0 | 114 | 13 | 4 | 108.137 | 14.423 | 97.53 | 90.497
5 | 5 | 17 | 0 | 17 | 11 | 3 | 16.094 | 9.883 | 14.81 | 9.438
5 | 5 | 18 | 0 | 0 | 10 | 3 | 0 | 10 | 0 | 0
5 | 5 | 19 | 0 | 0 | 10 | 3 | 0 | 10 | 0 | 0
5 | 5 | 20 | 0 | 0 | 9 | 3 | 0 | 9 | 0 | 0
5 | 5 | 21 | 0 | 0 | 9 | 3 | 0 | 9 | 0 | 0
5 | 5 | 22 | 0 | 0 | 8 | 3 | 0 | 8 | 0 | 0
5 | 5 | 23 | 0 | 0 | 8 | 2 | 0 | 8 | 0 | 0
5 | 6 | 0 | 0 | 0 | 7 | 2 | 0 | 7 | 0 | 0
5 | 6 | 1 | 0 | 0 | 7 | 2 | 0 | 7 | 0 | 0
5 | 6 | 2 | 0 | 0 | 7 | 2 | 0 | 7 | 0 | 0
5 | 6 | 3 | 0 | 0 | 6 | 2 | 0 | 6 | 0 | 0
5 | 6 | 4 | 0 | 0 | 6 | 2 | 0 | 6 | 0 | 0
5 | 6 | 5 | 0 | 2 | 7 | 2 | 1.89 | 4.875 | 1.777 | 0
5 | 6 | 6 | 30 | 119 | 8 | 3 | 119.851 | 9.127 | 109.033 | 101.749
5 | 6 | 7 | 0 | 114 | 10 | 4 | 108.421 | 11.059 | 99.259 | 92.189
5 | 6 | 8 | 186 | 340 | 11 | 4 | 464.65 | 19.95 | 407.095 | 391.591
5 | 6 | 9 | 247 | 422 | 13 | 4 | 633.142 | 26.339 | 540.065 | 519.828
5 | 6 | 10 | 60 | 444 | 14 | 4 | 499.329 | 24.789 | 429.433 | 413.179
5 | 6 | 11 | 56 | 464 | 15 | 4 | 519.903 | 25.945 | 444.716 | 427.939
5 | 6 | 12 | 48 | 442 | 15 | 4 | 487.993 | 25.298 | 418.692 | 402.801
5 | 6 | 13 | 73 | 432 | 15 | 4 | 494.713 | 25.377 | 424.238 | 408.16
5 | 6 | 14 | 150 | 385 | 15 | 4 | 498.986 | 25.484 | 427.066 | 410.893
5 | 6 | 15 | 296 | 272 | 14 | 4 | 443.743 | 23.303 | 379.673 | 365.063
5 | 6 | 16 | 0 | 61 | 13 | 4 | 57.921 | 13.677 | 52.414 | 46.318
5 | 6 | 17 | 4 | 72 | 11 | 3 | 67.713 | 11.024 | 61.777 | 55.493
5 | 6 | 18 | 0 | 0 | 9 | 3 | 0 | 9 | 0 | 0
5 | 6 | 19 | 0 | 0 | 9 | 3 | 0 | 9 | 0 | 0
5 | 6 | 20 | 0 | 0 | 8 | 3 | 0 | 8 | 0 | 0
5 | 6 | 21 | 0 | 0 | 8 | 2 | 0 | 8 | 0 | 0
5 | 6 | 22 | 0 | 0 | 8 | 2 | 0 | 8 | 0 | 0
5 | 6 | 23 | 0 | 0 | 7 | 2 | 0 | 7 | 0 | 0
5 | 7 | 0 | 0 | 0 | 7 | 2 | 0 | 7 | 0 | 0
5 | 7 | 1 | 0 | 0 | 7 | 2 | 0 | 7 | 0 | 0
5 | 7 | 2 | 0 | 0 | 7 | 2 | 0 | 7 | 0 | 0
5 | 7 | 3 | 0 | 0 | 7 | 2 | 0 | 7 | 0 | 0
5 | 7 | 4 | 0 | 0 | 7 | 2 | 0 | 7 | 0 | 0
5 | 7 | 5 | 156 | 43 | 7 | 2 | 39.049 | 5.932 | 34.208 | 28.469
5 | 7 | 6 | 435 | 101 | 9 | 1 | 209.983 | 13.666 | 166.971 | 158.347
5 | 7 | 7 | 820 | 91 | 11 | 1 | 496.636 | 25.646 | 405.296 | 389.851
5 | 7 | 8 | 901 | 101 | 13 | 1 | 729.442 | 35.793 | 587.743 | 565.649
5 | 7 | 9 | 946 | 107 | 16 | 1 | 918.002 | 44.888 | 713.257 | 685.869
5 | 7 | 10 | 352 | 444 | 17 | 1 | 793.273 | 43.115 | 623.458 | 599.917
5 | 7 | 11 | 299 | 495 | 19 | 1 | 811.247 | 44.988 | 631.541 | 607.666
5 | 7 | 12 | 346 | 463 | 20 | 1 | 818.703 | 46.203 | 633.306 | 609.358
5 | 7 | 13 | 454 | 424 | 20 | 2 | 845.224 | 42.831 | 664.976 | 639.694
5 | 7 | 14 | 489 | 317 | 19 | 3 | 702.02 | 36.074 | 569.65 | 548.27
5 | 7 | 15 | 546 | 201 | 18 | 3 | 524.722 | 30.664 | 430.595 | 414.302
5 | 7 | 16 | 297 | 168 | 17 | 3 | 272.041 | 23.277 | 224.171 | 214.103
5 | 7 | 17 | 140 | 81 | 14 | 3 | 92.731 | 15.263 | 75.654 | 69.085
5 | 7 | 18 | 0 | 0 | 12 | 2 | 0 | 12 | 0 | 0
5 | 7 | 19 | 0 | 0 | 10 | 2 | 0 | 10 | 0 | 0
5 | 7 | 20 | 0 | 0 | 9 | 2 | 0 | 9 | 0 | 0
5 | 7 | 21 | 0 | 0 | 9 | 1 | 0 | 9 | 0 | 0
5 | 7 | 22 | 0 | 0 | 9 | 1 | 0 | 9 | 0 | 0
5 | 7 | 23 | 0 | 0 | 8 | 1 | 0 | 8 | 0 | 0
5 | 8 | 0 | 0 | 0 | 8 | 0 | 0 | 8 | 0 | 0
5 | 8 | 1 | 0 | 0 | 7 | 0 | 0 | 7 | 0 | 0
5 | 8 | 2 | 0 | 0 | 7 | 0 | 0 | 7 | 0 | 0
5 | 8 | 3 | 0 | 0 | 7 | 0 | 0 | 7 | 0 | 0
5 | 8 | 4 | 0 | 0 | 7 | 0 | 0 | 7 | 0 | 0
5 | 8 | 5 | 164 | 43 | 8 | 0 | 39.505 | 5.469 | 34.416 | 28.673
5 | 8 | 6 | 443 | 101 | 10 | 0 | 212.438 | 16.488 | 166.687 | 158.071
5 | 8 | 7 | 812 | 90 | 14 | 0 | 492.187 | 32.529 | 388.705 | 373.803
5 | 8 | 8 | 890 | 101 | 17 | 1 | 722.085 | 39.36 | 571.574 | 550.119
5 | 8 | 9 | 932 | 110 | 19 | 2 | 909.133 | 43.172 | 712.659 | 685.298
5 | 8 | 10 | 970 | 106 | 21 | 2 | 1040.292 | 48.797 | 793.596 | 762.513
5 | 8 | 11 | 982 | 106 | 22 | 2 | 1096.756 | 51.455 | 825.158 | 792.558
5 | 8 | 12 | 980 | 104 | 22 | 3 | 1076.139 | 47.918 | 824.953 | 792.362
5 | 8 | 13 | 957 | 105 | 22 | 3 | 979.097 | 45.734 | 758.474 | 729.036
5 | 8 | 14 | 918 | 103 | 21 | 4 | 816.882 | 39.102 | 651.405 | 626.699
5 | 8 | 15 | 847 | 98 | 20 | 4 | 601.651 | 33.282 | 484.201 | 466.033
5 | 8 | 16 | 725 | 87 | 17 | 3 | 355.84 | 25.464 | 277.425 | 265.903
5 | 8 | 17 | 495 | 62 | 14 | 2 | 122.686 | 16.66 | 82.564 | 75.851
5 | 8 | 18 | 0 | 0 | 12 | 2 | 0 | 12 | 0 | 0
5 | 8 | 19 | 0 | 0 | 10 | 2 | 0 | 10 | 0 | 0
5 | 8 | 20 | 0 | 0 | 9 | 2 | 0 | 9 | 0 | 0
5 | 8 | 21 | 0 | 0 | 9 | 1 | 0 | 9 | 0 | 0
5 | 8 | 22 | 0 | 0 | 8 | 1 | 0 | 8 | 0 | 0
5 | 8 | 23 | 0 | 0 | 8 | 1 | 0 | 8 | 0 | 0
5 | 9 | 0 | 0 | 0 | 7 | 1 | 0 | 7 | 0 | 0
5 | 9 | 1 | 0 | 0 | 7 | 1 | 0 | 7 | 0 | 0
5 | 9 | 2 | 0 | 0 | 7 | 1 | 0 | 7 | 0 | 0
5 | 9 | 3 | 0 | 0 | 6 | 1 | 0 | 6 | 0 | 0
5 | 9 | 4 | 0 | 0 | 6 | 1 | 0 | 6 | 0 | 0
5 | 9 | 5 | 318 | 40 | 8 | 1 | 39.908 | 6.666 | 31.84 | 26.146
5 | 9 | 6 | 436 | 103 | 10 | 2 | 212.83 | 13.996 | 169.33 | 160.65
5 | 9 | 7 | 800 | 94 | 13 | 3 | 490.735 | 23.698 | 404.525 | 389.105
5 | 9 | 8 | 423 | 285 | 15 | 3 | 582.088 | 28.526 | 488.356 | 470.037
5 | 9 | 9 | 191 | 431 | 16 | 4 | 593.767 | 28.692 | 500.926 | 482.15
5 | 9 | 10 | 157 | 493 | 17 | 4 | 648.575 | 30.873 | 541.83 | 521.526
5 | 9 | 11 | 364 | 486 | 18 | 5 | 866.298 | 34.623 | 710.655 | 683.383
5 | 9 | 12 | 12 | 170 | 17 | 5 | 178.542 | 20.613 | 156.565 | 148.192
5 | 9 | 13 | 23 | 328 | 17 | 5 | 337.568 | 22.594 | 293.297 | 281.321
5 | 9 | 14 | 11 | 181 | 16 | 5 | 181.573 | 18.788 | 160.51 | 152.042
5 | 9 | 15 | 4 | 145 | 15 | 5 | 140.49 | 16.71 | 125.348 | 117.699
5 | 9 | 16 | 0 | 66 | 14 | 5 | 62.683 | 14.098 | 56.617 | 50.438
5 | 9 | 17 | 0 | 41 | 12 | 4 | 38.894 | 11.403 | 35.553 | 29.788
5 | 9 | 18 | 0 | 0 | 10 | 3 | 0 | 10 | 0 | 0
5 | 9 | 19 | 0 | 0 | 8 | 3 | 0 | 8 | 0 | 0
5 | 9 | 20 | 0 | 0 | 8 | 3 | 0 | 8 | 0 | 0
5 | 9 | 21 | 0 | 0 | 8 | 3 | 0 | 8 | 0 | 0
5 | 9 | 22 | 0 | 0 | 7 | 2 | 0 | 7 | 0 | 0
5 | 9 | 23 | 0 | 0 | 6 | 2 | 0 | 6 | 0 | 0
5 | 10 | 0 | 0 | 0 | 6 | 2 | 0 | 6 | 0 | 0
5 | 10 | 1 | 0 | 0 | 6 | 1 | 0 | 6 | 0 | 0
5 | 10 | 2 | 0 | 0 | 5 | 1 | 0 | 5 | 0 | 0
5 | 10 | 3 | 0 | 0 | 4 | 1 | 0 | 4 | 0 | 0
5 | 10 | 4 | 0 | 0 | 4 | 1 | 0 | 4 | 0 | 0
5 | 10 | 5 | 89 | 45 | 6 | 1 | 41.3 | 4.671 | 37.269 | 31.471
5 | 10 | 6 | 815 | 44 | 8 | 2 | 259.521 | 13.288 | 192.217 | 182.971
5 | 10 | 7 | 904 | 72 | 10 | 3 | 520.127 | 21.554 | 431.71 | 415.379
5 | 10 | 8 | 973 | 80 | 13 | 3 | 758.516 | 30.747 | 626.196 | 602.542
5 | 10 | 9 | 1013 | 84 | 15 | 3 | 951.279 | 37.663 | 766.736 | 736.916
5 | 10 | 10 | 1020 | 95 | 16 | 3 | 1076.337 | 41.877 | 851.155 | 817.277
5 | 10 | 11 | 1030 | 95 | 17 | 2 | 1132.872 | 47.746 | 869.295 | 833.333
5 | 10 | 12 | 1026 | 94 | 18 | 2 | 1110.447 | 48.297 | 849.546 | 815.748
5 | 10 | 13 | 1013 | 89 | 19 | 3 | 1012.84 | 43.688 | 792.946 | 761.894
5 | 10 | 14 | 989 | 81 | 18 | 3 | 848.838 | 38.833 | 677.65 | 651.824
5 | 10 | 15 | 938 | 74 | 17 | 3 | 630.251 | 32.485 | 508.465 | 489.412
5 | 10 | 16 | 366 | 159 | 16 | 3 | 289.161 | 22.957 | 236.755 | 226.353
5 | 10 | 17 | 189 | 82 | 13 | 2 | 99.974 | 14.788 | 79.599 | 72.948
5 | 10 | 18 | 0 | 0 | 10 | 1 | 0 | 10 | 0 | 0
5 | 10 | 19 | 0 | 0 | 8 | 0 | 0 | 8 | 0 | 0
5 | 10 | 20 | 0 | 0 | 7 | 0 | 0 | 7 | 0 | 0
5 | 10 | 21 | 0 | 0 | 6 | 0 | 0 | 6 | 0 | 0
5 | 10 | 22 | 0 | 0 | 5 | 0 | 0 | 5 | 0 | 0
5 | 10 | 23 | 0 | 0 | 5 | 0 | 0 | 5 | 0 | 0
5 | 11 | 0 | 0 | 0 | 5 | 0 | 0 | 5 | 0 | 0
5 | 11 | 1 | 0 | 0 | 4 | 0 | 0 | 4 | 0 | 0
5 | 11 | 2 | 0 | 0 | 4 | 0 | 0 | 4 | 0 | 0
5 | 11 | 3 | 0 | 0 | 4 | 0 | 0 | 4 | 0 | 0
5 | 11 | 4 | 0 | 0 | 5 | 0 | 0 | 5 | 0 | 0
5 | 11 | 5 | 440 | 36 | 8 | 0 | 39.615 | 5.441 | 28.874 | 23.237
5 | 11 | 6 | 435 | 105 | 11 | 1 | 215.049 | 15.844 | 170.048 | 161.35
5 | 11 | 7 | 887 | 75 | 14 | 2 | 515.209 | 26.737 | 417.632 | 401.776
5 | 11 | 8 | 957 | 83 | 17 | 1 | 750.676 | 40.27 | 591.275 | 569.04
5 | 11 | 9 | 994 | 89 | 19 | 0 | 940.185 | 54.507 | 694.02 | 667.482
5 | 11 | 10 | 1011 | 95 | 20 | 0 | 1067.44 | 59.958 | 766.205 | 736.409
5 | 11 | 11 | 1018 | 97 | 21 | 1 | 1122.496 | 56.245 | 822.807 | 790.32
5 | 11 | 12 | 1013 | 96 | 22 | 1 | 1099.299 | 56.744 | 803.521 | 771.965
5 | 11 | 13 | 991 | 98 | 22 | 2 | 1001.863 | 49.345 | 761.498 | 731.92
5 | 11 | 14 | 955 | 95 | 22 | 2 | 836.887 | 45.065 | 647.26 | 622.729
5 | 11 | 15 | 889 | 92 | 21 | 2 | 619.751 | 38.223 | 486.518 | 468.266
5 | 11 | 16 | 791 | 77 | 20 | 2 | 372.3 | 30.224 | 282.679 | 271.008
5 | 11 | 17 | 593 | 54 | 17 | 1 | 129.262 | 20.85 | 81.372 | 74.683
5 | 11 | 18 | 0 | 12 | 14 | 0 | 11.364 | 12.375 | 10.343 | 5.053
5 | 11 | 19 | 0 | 0 | 12 | 0 | 0 | 12 | 0 | 0
5 | 11 | 20 | 0 | 0 | 12 | 0 | 0 | 12 | 0 | 0
5 | 11 | 21 | 0 | 0 | 11 | 0 | 0 | 11 | 0 | 0
5 | 11 | 22 | 0 | 0 | 10 | 0 | 0 | 10 | 0 | 0
5 | 11 | 23 | 0 | 0 | 10 | 0 | 0 | 10 | 0 | 0
5 | 12 | 0 | 0 | 0 | 9 | 0 | 0 | 9 | 0 | 0
5 | 12 | 1 | 0 | 0 | 9 | 0 | 0 | 9 | 0 | 0
5 | 12 | 2 | 0 | 0 | 9 | 1 | 0 | 9 | 0 | 0
5 | 12 | 3 | 0 | 0 | 8 | 1 | 0 | 8 | 0 | 0
5 | 12 | 4 | 0 | 0 | 8 | 1 | 0 | 8 | 0 | 0
5 | 12 | 5 | 435 | 37 | 11 | 1 | 40.888 | 9.771 | 29.26 | 23.616
5 | 12 | 6 | 505 | 95 | 15 | 1 | 225.833 | 20.233 | 172.622 | 163.861
5 | 12 | 7 | 863 | 84 | 18 | 1 | 512.725 | 33.035 | 403.719 | 388.326
5 | 12 | 8 | 932 | 95 | 21 | 1 | 745.679 | 43.921 | 576.632 | 554.978
5 | 12 | 9 | 972 | 102 | 23 | 0 | 934.639 | 57.966 | 676.931 | 651.136
5 | 12 | 10 | 993 | 107 | 24 | 0 | 1062.161 | 63.372 | 747.78 | 718.833
5 | 12 | 11 | 1003 | 106 | 25 | 0 | 1116.22 | 66.323 | 772.779 | 742.677
5 | 12 | 12 | 999 | 105 | 26 | 1 | 1094.294 | 60.249 | 784.379 | 753.732
5 | 12 | 13 | 985 | 99 | 26 | 2 | 997.162 | 52.997 | 743.232 | 714.494
5 | 12 | 14 | 956 | 92 | 25 | 2 | 834.499 | 47.862 | 636.03 | 611.968
5 | 12 | 15 | 904 | 83 | 24 | 3 | 619.667 | 39.069 | 484.188 | 466.019
5 | 12 | 16 | 808 | 70 | 23 | 2 | 372.006 | 33.193 | 277.82 | 266.287
5 | 12 | 17 | 610 | 51 | 20 | 1 | 129.185 | 23.873 | 79.22 | 72.577
5 | 12 | 18 | 0 | 13 | 17 | 0 | 12.314 | 15.553 | 11.05 | 5.747
5 | 12 | 19 | 0 | 0 | 15 | 0 | 0 | 15 | 0 | 0
5 | 12 | 20 | 0 | 0 | 14 | 0 | 0 | 14 | 0 | 0
5 | 12 | 21 | 0 | 0 | 13 | 0 | 0 | 13 | 0 | 0
5 | 12 | 22 | 0 | 0 | 13 | 0 | 0 | 13 | 0 | 0
5 | 12 | 23 | 0 | 0 | 12 | 0 | 0 | 12 | 0 | 0
5 | 13 | 0 | 0 | 0 | 12 | 0 | 0 | 12 | 0 | 0
5 | 13 | 1 | 0 | 0 | 12 | 0 | 0 | 12 | 0 | 0
5 | 13 | 2 | 0 | 0 | 12 | 1 | 0 | 12 | 0 | 0
5 | 13 | 3 | 0 | 0 | 12 | 1 | 0 | 12 | 0 | 0
5 | 13 | 4 | 0 | 0 | 12 | 1 | 0 | 12 | 0 | 0
5 | 13 | 5 | 424 | 38 | 14 | 1 | 41.968 | 12.892 | 29.742 | 24.089
5 | 13 | 6 | 396 | 113 | 18 | 1 | 212.67 | 22.848 | 164.645 | 156.078
5 | 13 | 7 | 850 | 81 | 21 | 1 | 503.578 | 35.644 | 391.445 | 376.454
5 | 13 | 8 | 915 | 94 | 24 | 2 | 732.953 | 42.986 | 569.54 | 548.165
5 | 13 | 9 | 951 | 103 | 25 | 2 | 917.625 | 49.141 | 697.234 | 670.555
5 | 13 | 10 | 492 | 444 | 26 | 1 | 928.661 | 55.196 | 684.54 | 658.415
5 | 13 | 11 | 405 | 524 | 27 | 1 | 943.919 | 56.574 | 690.655 | 664.264
5 | 13 | 12 | 517 | 449 | 28 | 1 | 974.553 | 58.369 | 705.973 | 678.909
5 | 13 | 13 | 280 | 452 | 28 | 1 | 713.213 | 51.482 | 536.295 | 516.201
5 | 13 | 14 | 180 | 391 | 27 | 1 | 526.21 | 44.288 | 410.379 | 394.766
5 | 13 | 15 | 646 | 174 | 26 | 2 | 558.925 | 40.653 | 435.678 | 419.212
5 | 13 | 16 | 280 | 175 | 25 | 2 | 272.462 | 32.414 | 215.698 | 205.852
5 | 13 | 17 | 418 | 66 | 22 | 1 | 117.684 | 25.036 | 79.007 | 72.368
5 | 13 | 18 | 0 | 11 | 19 | 0 | 10.414 | 17.361 | 9.269 | 3.999
5 | 13 | 19 | 0 | 0 | 17 | 0 | 0 | 17 | 0 | 0
5 | 13 | 20 | 0 | 0 | 16 | 0 | 0 | 16 | 0 | 0
5 | 13 | 21 | 0 | 0 | 15 | 0 | 0 | 15 | 0 | 0
5 | 13 | 22 | 0 | 0 | 14 | 0 | 0 | 14 | 0 | 0
5 | 13 | 23 | 0 | 0 | 14 | 0 | 0 | 14 | 0 | 0
5 | 14 | 0 | 0 | 0 | 14 | 0 | 0 | 14 | 0 | 0
5 | 14 | 1 | 0 | 0 | 14 | 0 | 0 | 14 | 0 | 0
5 | 14 | 2 | 0 | 0 | 14 | 0 | 0 | 14 | 0 | 0
5 | 14 | 3 | 0 | 0 | 14 | 0 | 0 | 14 | 0 | 0
5 | 14 | 4 | 0 | 0 | 14 | 0 | 0 | 14 | 0 | 0
5 | 14 | 5 | 173 | 49 | 15 | 0 | 46.052 | 13.106 | 38.252 | 32.435
5 | 14 | 6 | 374 | 117 | 18 | 0 | 210.722 | 24.573 | 162.769 | 154.247
5 | 14 | 7 | 796 | 97 | 22 | 1 | 493.218 | 36.311 | 382.995 | 368.278
5 | 14 | 8 | 879 | 107 | 25 | 1 | 721.084 | 46.976 | 549.002 | 528.423
5 | 14 | 9 | 928 | 113 | 27 | 0 | 907.97 | 60.746 | 647.47 | 622.93
5 | 14 | 10 | 942 | 124 | 28 | 0 | 1029.846 | 65.965 | 714.248 | 686.817
5 | 14 | 11 | 948 | 127 | 29 | 0 | 1081.393 | 68.818 | 737.771 | 709.282
5 | 14 | 12 | 943 | 128 | 30 | 1 | 1061.51 | 62.962 | 749.251 | 720.237
5 | 14 | 13 | 900 | 139 | 30 | 1 | 959.787 | 60.256 | 687.302 | 661.057
5 | 14 | 14 | 852 | 137 | 29 | 1 | 802.348 | 54.787 | 589.493 | 567.329
5 | 14 | 15 | 783 | 126 | 28 | 2 | 592.304 | 44.263 | 451.877 | 434.852
5 | 14 | 16 | 672 | 105 | 26 | 2 | 355.286 | 35.666 | 265.807 | 254.611
5 | 14 | 17 | 459 | 71 | 23 | 1 | 128.411 | 26.805 | 85.303 | 78.532
5 | 14 | 18 | 26 | 12 | 19 | 0 | 11.159 | 17.593 | 9.921 | 4.639
5 | 14 | 19 | 0 | 0 | 17 | 0 | 0 | 17 | 0 | 0
5 | 14 | 20 | 0 | 0 | 16 | 0 | 0 | 16 | 0 | 0
5 | 14 | 21 | 0 | 0 | 15 | 0 | 0 | 15 | 0 | 0
5 | 14 | 22 | 0 | 0 | 14 | 0 | 0 | 14 | 0 | 0
5 | 14 | 23 | 0 | 0 | 14 | 0 | 0 | 14 | 0 | 0
5 | 15 | 0 | 0 | 0 | 14 | 0 | 0 | 14 | 0 | 0
5 | 15 | 1 | 0 | 0 | 13 | 0 | 0 | 13 | 0 | 0
5 | 15 | 2 | 0 | 0 | 13 | 0 | 0 | 13 | 0 | 0
5 | 15 | 3 | 0 | 0 | 13 | 0 | 0 | 13 | 0 | 0
5 | 15 | 4 | 0 | 0 | 13 | 0 | 0 | 13 | 0 | 0
5 | 15 | 5 | 361 | 43 | 16 | 0 | 45.72 | 14.115 | 33.739 | 28.009
5 | 15 | 6 | 368 | 118 | 19 | 0 | 210.197 | 25.566 | 161.881 | 153.381
5 | 15 | 7 | 808 | 94 | 23 | 0 | 496.323 | 41.374 | 375.589 | 361.11
5 | 15 | 8 | 883 | 105 | 27 | 0 | 721.826 | 54.115 | 528.982 | 509.164
5 | 15 | 9 | 927 | 112 | 29 | 1 | 905.876 | 56.694 | 660.758 | 635.656
5 | 15 | 10 | 972 | 102 | 30 | 2 | 1035.934 | 57.208 | 755.087 | 725.805
5 | 15 | 11 | 982 | 102 | 31 | 2 | 1089.834 | 59.759 | 783.397 | 752.797
5 | 15 | 12 | 979 | 100 | 31 | 3 | 1068.329 | 56.35 | 782.58 | 752.018
5 | 15 | 13 | 941 | 111 | 30 | 3 | 968.679 | 53.189 | 721.258 | 693.514
5 | 15 | 14 | 913 | 102 | 29 | 4 | 811.279 | 46.801 | 621.858 | 598.383
5 | 15 | 15 | 862 | 91 | 28 | 4 | 603.455 | 41.229 | 466.707 | 449.162
5 | 15 | 16 | 771 | 76 | 26 | 3 | 365.299 | 34.678 | 271.795 | 260.431
5 | 15 | 17 | 590 | 53 | 23 | 2 | 129.765 | 25.997 | 79.84 | 73.184
5 | 15 | 18 | 113 | 13 | 19 | 0 | 9.331 | 17.503 | 8.3 | 3.047
5 | 15 | 19 | 0 | 0 | 17 | 0 | 0 | 17 | 0 | 0
5 | 15 | 20 | 0 | 0 | 16 | 0 | 0 | 16 | 0 | 0
5 | 15 | 21 | 0 | 0 | 15 | 0 | 0 | 15 | 0 | 0
5 | 15 | 22 | 0 | 0 | 14 | 0 | 0 | 14 | 0 | 0
5 | 15 | 23 | 0 | 0 | 13 | 0 | 0 | 13 | 0 | 0
5 | 16 | 0 | 0 | 0 | 12 | 0 | 0 | 12 | 0 | 0
5 | 16 | 1 | 0 | 0 | 12 | 0 | 0 | 12 | 0 | 0
5 | 16 | 2 | 0 | 0 | 11 | 0 | 0 | 11 | 0 | 0
5 | 16 | 3 | 0 | 0 | 11 | 0 | 0 | 11 | 0 | 0
5 | 16 | 4 | 0 | 0 | 11 | 0 | 0 | 11 | 0 | 0
5 | 16 | 5 | 421 | 38 | 13 | 0 | 42.957 | 10.843 | 30.181 | 24.519
5 | 16 | 6 | 212 | 137 | 15 | 1 | 185.557 | 18.934 | 153.153 | 144.86
5 | 16 | 7 | 646 | 138 | 17 | 2 | 459.125 | 28.128 | 373.31 | 358.903
5 | 16 | 8 | 442 | 284 | 19 | 3 | 593.149 | 32.642 | 487.782 | 469.484
5 | 16 | 9 | 260 | 427 | 20 | 3 | 651.875 | 35.303 | 532.458 | 512.509
5 | 16 | 10 | 128 | 494 | 19 | 4 | 619.456 | 32.343 | 513.831 | 494.58
5 | 16 | 11 | 358 | 502 | 19 | 4 | 873.139 | 37.624 | 705.685 | 678.633
5 | 16 | 12 | 260 | 504 | 20 | 4 | 764.531 | 36.824 | 620.356 | 596.942
5 | 16 | 13 | 95 | 454 | 21 | 5 | 534.474 | 31.424 | 445.27 | 428.474
5 | 16 | 14 | 52 | 350 | 20 | 5 | 381.749 | 27.075 | 324.563 | 311.666
5 | 16 | 15 | 781 | 127 | 18 | 5 | 592.32 | 28.898 | 487.836 | 469.536
5 | 16 | 16 | 308 | 175 | 16 | 5 | 283.106 | 21.197 | 235.775 | 225.399
5 | 16 | 17 | 167 | 88 | 14 | 4 | 103.027 | 15.345 | 83.269 | 76.54
5 | 16 | 18 | 0 | 11 | 13 | 3 | 10.413 | 11.763 | 9.504 | 4.229
5 | 16 | 19 | 0 | 0 | 12 | 3 | 0 | 12 | 0 | 0
5 | 16 | 20 | 0 | 0 | 11 | 3 | 0 | 11 | 0 | 0
5 | 16 | 21 | 0 | 0 | 10 | 3 | 0 | 10 | 0 | 0
5 | 16 | 22 | 0 | 0 | 9 | 2 | 0 | 9 | 0 | 0
5 | 16 | 23 | 0 | 0 | 9 | 1 | 0 | 9 | 0 | 0
5 | 17 | 0 | 0 | 0 | 8 | 1 | 0 | 8 | 0 | 0
5 | 17 | 1 | 0 | 0 | 8 | 1 | 0 | 8 | 0 | 0
5 | 17 | 2 | 0 | 0 | 7 | 0 | 0 | 7 | 0 | 0
5 | 17 | 3 | 0 | 0 | 7 | 0 | 0 | 7 | 0 | 0
5 | 17 | 4 | 0 | 0 | 7 | 0 | 0 | 7 | 0 | 0
5 | 17 | 5 | 51 | 50 | 9 | 0 | 45.254 | 6.764 | 41.054 | 35.183
5 | 17 | 6 | 345 | 123 | 12 | 0 | 208.895 | 18.409 | 167.405 | 158.771
5 | 17 | 7 | 628 | 144 | 15 | 0 | 456.083 | 32.217 | 363.938 | 349.829
5 | 17 | 8 | 627 | 228 | 18 | 0 | 668.222 | 43.754 | 518.772 | 499.337
5 | 17 | 9 | 545 | 351 | 20 | 0 | 822.899 | 51.555 | 617.801 | 594.492
5 | 17 | 10 | 974 | 104 | 22 | 1 | 1039.066 | 54.08 | 770.485 | 740.49
5 | 17 | 11 | 488 | 481 | 23 | 1 | 984.878 | 54.35 | 729.469 | 701.355
5 | 17 | 12 | 407 | 514 | 23 | 2 | 925.567 | 48.13 | 708.758 | 681.57
5 | 17 | 13 | 441 | 439 | 23 | 2 | 844.445 | 45.988 | 653.603 | 628.804
5 | 17 | 14 | 629 | 266 | 23 | 3 | 757.59 | 41.231 | 598.594 | 576.066
5 | 17 | 15 | 702 | 156 | 22 | 3 | 574.541 | 35.889 | 458.181 | 440.936
5 | 17 | 16 | 233 | 185 | 20 | 2 | 264.443 | 27.245 | 216.139 | 206.282
5 | 17 | 17 | 533 | 56 | 17 | 1 | 125.589 | 20.172 | 81.372 | 74.684
5 | 17 | 18 | 0 | 16 | 15 | 1 | 15.164 | 13.72 | 13.719 | 8.367
5 | 17 | 19 | 0 | 0 | 13 | 1 | 0 | 13 | 0 | 0
5 | 17 | 20 | 0 | 0 | 12 | 1 | 0 | 12 | 0 | 0
5 | 17 | 21 | 0 | 0 | 11 | 1 | 0 | 11 | 0 | 0
5 | 17 | 22 | 0 | 0 | 11 | 0 | 0 | 11 | 0 | 0
5 | 17 | 23 | 0 | 0 | 10 | 0 | 0 | 10 | 0 | 0
5 | 18 | 0 | 0 | 0 | 10 | 0 | 0 | 10 | 0 | 0
5 | 18 | 1 | 0 | 0 | 10 | 0 | 0 | 10 | 0 | 0
5 | 18 | 2 | 0 | 0 | 10 | 0 | 0 | 10 | 0 | 0
5 | 18 | 3 | 0 | 0 | 10 | 0 | 0 | 10 | 0 | 0
5 | 18 | 4 | 0 | 0 | 10 | 0 | 0 | 10 | 0 | 0
5 | 18 | 5 | 232 | 46 | 13 | 0 | 44.455 | 10.897 | 35.427 | 29.665
5 | 18 | 6 | 393 | 117 | 16 | 0 | 216.289 | 22.756 | 168.12 | 159.469
5 | 18 | 7 | 860 | 76 | 20 | 0 | 504.526 | 38.777 | 386.03 | 371.215
5 | 18 | 8 | 484 | 277 | 23 | 1 | 615.037 | 42.095 | 482.275 | 464.175
5 | 18 | 9 | 969 | 90 | 25 | 1 | 918.399 | 52.872 | 683.969 | 657.869
5 | 18 | 10 | 989 | 94 | 26 | 2 | 1042.787 | 53.607 | 775.227 | 745.011
5 | 18 | 11 | 996 | 96 | 27 | 2 | 1096.384 | 56.153 | 804.066 | 772.484
5 | 18 | 12 | 993 | 95 | 28 | 3 | 1075.832 | 53.646 | 799.816 | 768.437
5 | 18 | 13 | 967 | 98 | 28 | 3 | 978.3 | 51.484 | 735.128 | 706.759
5 | 18 | 14 | 941 | 90 | 27 | 3 | 820.601 | 46.837 | 628.816 | 605.054
5 | 18 | 15 | 892 | 82 | 26 | 3 | 612.762 | 40.849 | 474.647 | 456.821
5 | 18 | 16 | 802 | 70 | 25 | 2 | 372.224 | 35.167 | 275.862 | 264.384
5 | 18 | 17 | 626 | 51 | 22 | 1 | 136.15 | 26.119 | 83.207 | 76.48
5 | 18 | 18 | 164 | 15 | 18 | 0 | 10.951 | 16.661 | 9.778 | 4.499
5 | 18 | 19 | 0 | 0 | 16 | 0 | 0 | 16 | 0 | 0
5 | 18 | 20 | 0 | 0 | 15 | 0 | 0 | 15 | 0 | 0
5 | 18 | 21 | 0 | 0 | 14 | 0 | 0 | 14 | 0 | 0
5 | 18 | 22 | 0 | 0 | 13 | 0 | 0 | 13 | 0 | 0
5 | 18 | 23 | 0 | 0 | 13 | 0 | 0 | 13 | 0 | 0
5 | 19 | 0 | 0 | 0 | 13 | 0 | 0 | 13 | 0 | 0
5 | 19 | 1 | 0 | 0 | 12 | 0 | 0 | 12 | 0 | 0
5 | 19 | 2 | 0 | 0 | 12 | 0 | 0 | 12 | 0 | 0
5 | 19 | 3 | 0 | 0 | 12 | 0 | 0 | 12 | 0 | 0
5 | 19 | 4 | 0 | 0 | 12 | 0 | 0 | 12 | 0 | 0
5 | 19 | 5 | 520 | 35 | 15 | 0 | 46.105 | 13.078 | 29.833 | 24.178
5 | 19 | 6 | 426 | 112 | 19 | 0 | 220.597 | 25.989 | 167.665 | 159.026
5 | 19 | 7 | 893 | 68 | 23 | 0 | 512.894 | 42 | 385.674 | 370.871
5 | 19 | 8 | 954 | 76 | 26 | 1 | 741.241 | 48.576 | 559.239 | 538.265
5 | 19 | 9 | 989 | 82 | 28 | 1 | 926.852 | 56.382 | 677.135 | 651.331
5 | 19 | 10 | 1005 | 87 | 29 | 1 | 1050.454 | 61.222 | 748.634 | 719.649
5 | 19 | 11 | 1014 | 87 | 30 | 1 | 1104.742 | 63.966 | 775.341 | 745.119
5 | 19 | 12 | 1012 | 85 | 31 | 2 | 1083.907 | 59.799 | 778.891 | 748.502
5 | 19 | 13 | 993 | 85 | 31 | 2 | 988.321 | 57.506 | 718.635 | 691.008
5 | 19 | 14 | 964 | 80 | 31 | 3 | 828.121 | 50.922 | 620.947 | 597.509
5 | 19 | 15 | 914 | 73 | 30 | 3 | 616.915 | 44.908 | 467.815 | 450.231
5 | 19 | 16 | 828 | 63 | 28 | 3 | 376.466 | 36.974 | 275.981 | 264.5
5 | 19 | 17 | 659 | 46 | 24 | 2 | 136.569 | 27.233 | 81.339 | 74.651
5 | 19 | 18 | 200 | 14 | 20 | 0 | 10.105 | 18.706 | 8.939 | 3.675
5 | 19 | 19 | 0 | 0 | 19 | 0 | 0 | 19 | 0 | 0
5 | 19 | 20 | 0 | 0 | 18 | 0 | 0 | 18 | 0 | 0
5 | 19 | 21 | 0 | 0 | 17 | 0 | 0 | 17 | 0 | 0
5 | 19 | 22 | 0 | 0 | 16 | 0 | 0 | 16 | 0 | 0
5 | 19 | 23 | 0 | 0 | 16 | 0 | 0 | 16 | 0 | 0
5 | 20 | 0 | 0 | 0 | 15 | 0 | 0 | 15 | 0 | 0
5 | 20 | 1 | 0 | 0 | 15 | 0 | 0 | 15 | 0 | 0
5 | 20 | 2 | 0 | 0 | 14 | 1 | 0 | 14 | 0 | 0
5 | 20 | 3 | 0 | 0 | 14 | 0 | 0 | 14 | 0 | 0
5 | 20 | 4 | 0 | 0 | 15 | 0 | 0 | 15 | 0 | 0
5 | 20 | 5 | 537 | 34 | 18 | 0 | 45.966 | 16.242 | 28.684 | 23.051
5 | 20 | 6 | 368 | 122 | 21 | 0 | 214.318 | 27.777 | 163.772 | 155.226
5 | 20 | 7 | 903 | 66 | 25 | 1 | 515.858 | 39.951 | 391.862 | 376.858
5 | 20 | 8 | 961 | 74 | 28 | 2 | 743.855 | 47.187 | 565.297 | 544.087
5 | 20 | 9 | 992 | 80 | 29 | 2 | 926.987 | 53.231 | 688.987 | 662.669
5 | 20 | 10 | 1006 | 86 | 30 | 2 | 1049.931 | 57.593 | 763.639 | 733.962
5 | 20 | 11 | 1011 | 88 | 31 | 3 | 1102.301 | 56.995 | 804.655 | 773.045
5 | 20 | 12 | 1006 | 88 | 32 | 3 | 1080.707 | 57.603 | 786.171 | 755.439
5 | 20 | 13 | 982 | 92 | 32 | 3 | 985.331 | 55.509 | 724.406 | 696.52
5 | 20 | 14 | 958 | 85 | 31 | 4 | 828.638 | 49.151 | 627.253 | 603.555
5 | 20 | 15 | 913 | 76 | 30 | 3 | 619.649 | 44.97 | 469.831 | 452.175
5 | 20 | 16 | 831 | 65 | 28 | 3 | 380.086 | 37.064 | 278.749 | 267.19
5 | 20 | 17 | 665 | 48 | 25 | 2 | 139.97 | 28.353 | 83.419 | 76.688
5 | 20 | 18 | 0 | 24 | 21 | 1 | 22.295 | 20.222 | 19.586 | 14.125
5 | 20 | 19 | 0 | 0 | 19 | 0 | 0 | 19 | 0 | 0
5 | 20 | 20 | 0 | 0 | 18 | 0 | 0 | 18 | 0 | 0
5 | 20 | 21 | 0 | 0 | 17 | 0 | 0 | 17 | 0 | 0
5 | 20 | 22 | 0 | 0 | 16 | 0 | 0 | 16 | 0 | 0
5 | 20 | 23 | 0 | 0 | 16 | 0 | 0 | 16 | 0 | 0
5 | 21 | 0 | 0 | 0 | 15 | 0 | 0 | 15 | 0 | 0
5 | 21 | 1 | 0 | 0 | 15 | 0 | 0 | 15 | 0 | 0
5 | 21 | 2 | 0 | 0 | 14 | 0 | 0 | 14 | 0 | 0
5 | 21 | 3 | 0 | 0 | 14 | 0 | 0 | 14 | 0 | 0
5 | 21 | 4 | 0 | 0 | 14 | 0 | 0 | 14 | 0 | 0
5 | 21 | 5 | 566 | 34 | 17 | 0 | 47.196 | 15.24 | 29.037 | 23.397
5 | 21 | 6 | 485 | 104 | 21 | 0 | 229.187 | 28.383 | 170.191 | 161.49
5 | 21 | 7 | 925 | 66 | 25 | 0 | 526.736 | 44.461 | 390.944 | 375.969
5 | 21 | 8 | 982 | 74 | 28 | 1 | 758.173 | 51.015 | 564.579 | 543.397
5 | 21 | 9 | 1014 | 80 | 30 | 1 | 945.276 | 58.811 | 681.325 | 655.339
5 | 21 | 10 | 1025 | 87 | 31 | 2 | 1068.594 | 59.028 | 771.018 | 740.998
5 | 21 | 11 | 1033 | 87 | 32 | 2 | 1122.778 | 61.554 | 798.931 | 767.594
5 | 21 | 12 | 1029 | 85 | 33 | 3 | 1099.854 | 59.016 | 793.824 | 762.73
5 | 21 | 13 | 1015 | 82 | 33 | 3 | 1004.746 | 56.933 | 732.893 | 704.624
5 | 21 | 14 | 988 | 77 | 32 | 3 | 843.625 | 52.272 | 627.983 | 604.256
5 | 21 | 15 | 941 | 71 | 31 | 3 | 631.44 | 46.256 | 475.459 | 457.604
5 | 21 | 16 | 861 | 61 | 29 | 2 | 388.004 | 39.617 | 280.559 | 268.948
5 | 21 | 17 | 699 | 46 | 25 | 1 | 143.572 | 29.472 | 84.177 | 77.43
5 | 21 | 18 | 251 | 15 | 21 | 0 | 11.752 | 19.987 | 10.335 | 5.046
5 | 21 | 19 | 0 | 0 | 19 | 0 | 0 | 19 | 0 | 0
5 | 21 | 20 | 0 | 0 | 18 | 0 | 0 | 18 | 0 | 0
5 | 21 | 21 | 0 | 0 | 18 | 0 | 0 | 18 | 0 | 0
5 | 21 | 22 | 0 | 0 | 17 | 0 | 0 | 17 | 0 | 0
5 | 21 | 23 | 0 | 0 | 17 | 0 | 0 | 17 | 0 | 0
5 | 22 | 0 | 0 | 0 | 17 | 0 | 0 | 17 | 0 | 0
5 | 22 | 1 | 0 | 0 | 16 | 0 | 0 | 16 | 0 | 0
5 | 22 | 2 | 0 | 0 | 16 | 0 | 0 | 16 | 0 | 0
5 | 22 | 3 | 0 | 0 | 16 | 0 | 0 | 16 | 0 | 0
5 | 22 | 4 | 0 | 0 | 16 | 0 | 0 | 16 | 0 | 0
5 | 22 | 5 | 575 | 34 | 19 | 0 | 47.763 | 17.385 | 28.864 | 23.227
5 | 22 | 6 | 496 | 102 | 22 | 0 | 230.342 | 29.46 | 169.767 | 161.076
5 | 22 | 7 | 925 | 65 | 26 | 0 | 525.685 | 45.406 | 388.214 | 373.328
5 | 22 | 8 | 981 | 73 | 30 | 0 | 756.204 | 58.133 | 541.626 | 521.33
5 | 22 | 9 | 1012 | 78 | 33 | 1 | 941.116 | 61.52 | 668.044 | 642.63
5 | 22 | 10 | 1021 | 85 | 34 | 1 | 1062.255 | 66.218 | 735.608 | 707.216
5 | 22 | 11 | 1028 | 86 | 35 | 2 | 1116.294 | 64.228 | 782.263 | 751.716
5 | 22 | 12 | 1022 | 85 | 35 | 3 | 1092.619 | 60.773 | 780.849 | 750.368
5 | 22 | 13 | 998 | 88 | 35 | 3 | 995.345 | 58.652 | 719.139 | 691.489
5 | 22 | 14 | 970 | 83 | 34 | 3 | 835.953 | 54.038 | 616.386 | 593.135
5 | 22 | 15 | 921 | 76 | 33 | 3 | 625.001 | 48.076 | 466.307 | 448.776
5 | 22 | 16 | 836 | 65 | 30 | 3 | 383.063 | 39.153 | 278.19 | 266.647
5 | 22 | 17 | 668 | 49 | 26 | 2 | 142.634 | 29.452 | 84.973 | 78.209
5 | 22 | 18 | 223 | 17 | 22 | 1 | 12.581 | 20.951 | 11.015 | 5.713
5 | 22 | 19 | 0 | 0 | 20 | 0 | 0 | 20 | 0 | 0
5 | 22 | 20 | 0 | 0 | 19 | 0 | 0 | 19 | 0 | 0
5 | 22 | 21 | 0 | 0 | 17 | 0 | 0 | 17 | 0 | 0
5 | 22 | 22 | 0 | 0 | 17 | 0 | 0 | 17 | 0 | 0
5 | 22 | 23 | 0 | 0 | 16 | 0 | 0 | 16 | 0 | 0
5 | 23 | 0 | 0 | 0 | 15 | 0 | 0 | 15 | 0 | 0
5 | 23 | 1 | 0 | 0 | 14 | 0 | 0 | 14 | 0 | 0
5 | 23 | 2 | 0 | 0 | 14 | 0 | 0 | 14 | 0 | 0
5 | 23 | 3 | 0 | 0 | 14 | 0 | 0 | 14 | 0 | 0
5 | 23 | 4 | 0 | 0 | 15 | 0 | 0 | 15 | 0 | 0
5 | 23 | 5 | 557 | 35 | 18 | 0 | 48.369 | 16.353 | 29.809 | 24.154
5 | 23 | 6 | 482 | 105 | 21 | 0 | 229.375 | 28.408 | 170.497 | 161.789
5 | 23 | 7 | 912 | 66 | 25 | 1 | 520.178 | 40.142 | 394.731 | 379.633
5 | 23 | 8 | 969 | 74 | 28 | 1 | 748.642 | 50.726 | 558.328 | 537.389
5 | 23 | 9 | 1001 | 79 | 30 | 2 | 932.393 | 54.333 | 688.836 | 662.524
5 | 23 | 10 | 1017 | 83 | 31 | 2 | 1055.909 | 58.697 | 763.267 | 733.607
5 | 23 | 11 | 1021 | 85 | 32 | 3 | 1107.821 | 58.086 | 803.8 | 772.231
5 | 23 | 12 | 1015 | 85 | 32 | 3 | 1085.396 | 57.715 | 789.087 | 758.218
5 | 23 | 13 | 983 | 93 | 32 | 3 | 986.716 | 55.548 | 725.262 | 697.337
5 | 23 | 14 | 953 | 88 | 31 | 4 | 828.009 | 49.141 | 626.84 | 603.16
5 | 23 | 15 | 902 | 81 | 30 | 3 | 619.122 | 44.957 | 469.683 | 452.033
5 | 23 | 16 | 813 | 70 | 28 | 3 | 378.866 | 37.034 | 278.629 | 267.073
5 | 23 | 17 | 641 | 52 | 25 | 2 | 142.233 | 28.409 | 86.439 | 79.643
5 | 23 | 18 | 208 | 17 | 21 | 1 | 12.546 | 19.912 | 11.037 | 5.734
5 | 23 | 19 | 0 | 0 | 18 | 1 | 0 | 18 | 0 | 0
5 | 23 | 20 | 0 | 0 | 17 | 0 | 0 | 17 | 0 | 0
5 | 23 | 21 | 0 | 0 | 16 | 0 | 0 | 16 | 0 | 0
5 | 23 | 22 | 0 | 0 | 15 | 0 | 0 | 15 | 0 | 0
5 | 23 | 23 | 0 | 0 | 14 | 0 | 0 | 14 | 0 | 0
5 | 24 | 0 | 0 | 0 | 14 | 0 | 0 | 14 | 0 | 0
5 | 24 | 1 | 0 | 0 | 13 | 0 | 0 | 13 | 0 | 0
5 | 24 | 2 | 0 | 0 | 13 | 0 | 0 | 13 | 0 | 0
5 | 24 | 3 | 0 | 0 | 13 | 0 | 0 | 13 | 0 | 0
5 | 24 | 4 | 0 | 0 | 14 | 0 | 0 | 14 | 0 | 0
5 | 24 | 5 | 533 | 37 | 16 | 0 | 49.71 | 14.315 | 31.741 | 26.05
5 | 24 | 6 | 429 | 115 | 20 | 0 | 224.319 | 27.194 | 169.784 | 161.093
5 | 24 | 7 | 899 | 69 | 23 | 1 | 516.64 | 38.049 | 396.346 | 381.195
5 | 24 | 8 | 960 | 77 | 26 | 1 | 745.17 | 48.698 | 561.783 | 540.71
5 | 24 | 9 | 994 | 82 | 28 | 2 | 929.096 | 52.326 | 693.911 | 667.378
5 | 24 | 10 | 1007 | 88 | 29 | 2 | 1051.004 | 56.674 | 768.303 | 738.41
5 | 24 | 11 | 1011 | 91 | 30 | 3 | 1103.479 | 56.063 | 809.663 | 777.812
5 | 24 | 12 | 1005 | 93 | 30 | 3 | 1083.38 | 55.742 | 796.251 | 765.042
5 | 24 | 13 | 987 | 92 | 30 | 4 | 989.165 | 51.601 | 742.808 | 714.089
5 | 24 | 14 | 960 | 87 | 29 | 3 | 832.485 | 49.07 | 630.463 | 606.633
5 | 24 | 15 | 913 | 79 | 28 | 3 | 623.976 | 43.101 | 477.898 | 459.955
5 | 24 | 16 | 829 | 68 | 26 | 3 | 383.508 | 35.148 | 284.549 | 272.824
5 | 24 | 17 | 664 | 51 | 23 | 2 | 145.279 | 26.472 | 88.569 | 81.729
5 | 24 | 18 | 233 | 18 | 19 | 0 | 13.398 | 17.985 | 11.891 | 6.572
5 | 24 | 19 | 0 | 0 | 17 | 0 | 0 | 17 | 0 | 0
5 | 24 | 20 | 0 | 0 | 16 | 0 | 0 | 16 | 0 | 0
5 | 24 | 21 | 0 | 0 | 15 | 0 | 0 | 15 | 0 | 0
5 | 24 | 22 | 0 | 0 | 14 | 0 | 0 | 14 | 0 | 0
5 | 24 | 23 | 0 | 0 | 14 | 0 | 0 | 14 | 0 | 0
5 | 25 | 0 | 0 | 0 | 13 | 0 | 0 | 13 | 0 | 0
5 | 25 | 1 | 0 | 0 | 13 | 0 | 0 | 13 | 0 | 0
5 | 25 | 2 | 0 | 0 | 13 | 0 | 0 | 13 | 0 | 0
5 | 25 | 3 | 0 | 0 | 13 | 0 | 0 | 13 | 0 | 0
5 | 25 | 4 | 0 | 0 | 14 | 0 | 0 | 14 | 0 | 0
5 | 25 | 5 | 551 | 37 | 16 | 0 | 50.484 | 14.351 | 31.87 | 26.176
5 | 25 | 6 | 439 | 113 | 20 | 0 | 225.136 | 27.234 | 169.962 | 161.266
5 | 25 | 7 | 905 | 72 | 24 | 0 | 522.449 | 43.32 | 390.303 | 375.349
5 | 25 | 8 | 962 | 81 | 27 | 0 | 750.281 | 55.116 | 546.456 | 525.974
5 | 25 | 9 | 994 | 88 | 30 | 0 | 934.764 | 64.411 | 652.647 | 627.889
5 | 25 | 10 | 1009 | 94 | 31 | 1 | 1058.504 | 63.313 | 745.416 | 716.578
5 | 25 | 11 | 1013 | 96 | 32 | 1 | 1110.064 | 65.972 | 770.077 | 740.101
5 | 25 | 12 | 1008 | 96 | 33 | 2 | 1089.023 | 61.824 | 773.654 | 743.511
5 | 25 | 13 | 989 | 94 | 32 | 2 | 992.87 | 58.579 | 717.646 | 690.063
5 | 25 | 14 | 961 | 88 | 31 | 3 | 834.383 | 51.069 | 625.217 | 601.604
5 | 25 | 15 | 912 | 80 | 30 | 3 | 624.755 | 45.098 | 473.646 | 455.855
5 | 25 | 16 | 826 | 69 | 28 | 3 | 383.93 | 37.164 | 282.234 | 270.575
5 | 25 | 17 | 659 | 52 | 25 | 2 | 146.162 | 28.53 | 88.675 | 81.832
5 | 25 | 18 | 0 | 30 | 21 | 1 | 27.222 | 20.417 | 23.893 | 18.35
5 | 25 | 19 | 0 | 0 | 18 | 0 | 0 | 18 | 0 | 0
5 | 25 | 20 | 0 | 0 | 17 | 0 | 0 | 17 | 0 | 0
5 | 25 | 21 | 0 | 0 | 15 | 0 | 0 | 15 | 0 | 0
5 | 25 | 22 | 0 | 0 | 15 | 0 | 0 | 15 | 0 | 0
5 | 25 | 23 | 0 | 0 | 15 | 0 | 0 | 15 | 0 | 0
5 | 26 | 0 | 0 | 0 | 15 | 0 | 0 | 15 | 0 | 0
5 | 26 | 1 | 0 | 0 | 16 | 0 | 0 | 16 | 0 | 0
5 | 26 | 2 | 0 | 0 | 16 | 0 | 0 | 16 | 0 | 0
5 | 26 | 3 | 0 | 0 | 16 | 0 | 0 | 16 | 0 | 0
5 | 26 | 4 | 0 | 0 | 17 | 0 | 0 | 17 | 0 | 0
5 | 26 | 5 | 450 | 46 | 19 | 0 | 53.419 | 17.661 | 36.394 | 30.613
5 | 26 | 6 | 453 | 111 | 21 | 0 | 227.016 | 28.369 | 169.958 | 161.262
5 | 26 | 7 | 833 | 94 | 23 | 0 | 508.204 | 41.89 | 383.489 | 368.756
5 | 26 | 8 | 895 | 110 | 26 | 0 | 732.637 | 53.566 | 538.44 | 518.264
5 | 26 | 9 | 926 | 123 | 29 | 1 | 911.842 | 56.892 | 664.327 | 639.072
5 | 26 | 10 | 942 | 133 | 30 | 1 | 1033.245 | 61.651 | 734.568 | 706.224
5 | 26 | 11 | 948 | 137 | 31 | 2 | 1085.575 | 59.653 | 780.789 | 750.312
5 | 26 | 12 | 950 | 132 | 31 | 2 | 1067.727 | 59.372 | 769.1 | 739.169
5 | 26 | 13 | 962 | 109 | 31 | 3 | 983.472 | 54.474 | 727.15 | 699.141
5 | 26 | 14 | 939 | 99 | 30 | 3 | 828.632 | 49.947 | 624.706 | 601.114
5 | 26 | 15 | 895 | 87 | 29 | 3 | 622.049 | 44.036 | 474.403 | 456.585
5 | 26 | 16 | 817 | 73 | 27 | 3 | 385.036 | 36.181 | 284.904 | 273.169
5 | 26 | 17 | 661 | 53 | 24 | 2 | 148.087 | 27.568 | 90.57 | 83.687
5 | 26 | 18 | 251 | 19 | 20 | 1 | 14.225 | 18.964 | 12.569 | 7.238
5 | 26 | 19 | 0 | 0 | 17 | 1 | 0 | 17 | 0 | 0
5 | 26 | 20 | 0 | 0 | 16 | 0 | 0 | 16 | 0 | 0
5 | 26 | 21 | 0 | 0 | 15 | 0 | 0 | 15 | 0 | 0
5 | 26 | 22 | 0 | 0 | 15 | 0 | 0 | 15 | 0 | 0
5 | 26 | 23 | 0 | 0 | 15 | 0 | 0 | 15 | 0 | 0
5 | 27 | 0 | 0 | 0 | 14 | 0 | 0 | 14 | 0 | 0
5 | 27 | 1 | 0 | 0 | 14 | 0 | 0 | 14 | 0 | 0
5 | 27 | 2 | 0 | 0 | 14 | 0 | 0 | 14 | 0 | 0
5 | 27 | 3 | 0 | 0 | 14 | 0 | 0 | 14 | 0 | 0
5 | 27 | 4 | 0 | 0 | 15 | 0 | 0 | 15 | 0 | 0
5 | 27 | 5 | 246 | 51 | 17 | 0 | 50.028 | 15.386 | 38.766 | 32.939
5 | 27 | 6 | 435 | 115 | 21 | 0 | 225.772 | 28.274 | 169.858 | 161.164
5 | 27 | 7 | 869 | 79 | 24 | 1 | 511.185 | 38.878 | 390.952 | 375.978
5 | 27 | 8 | 932 | 89 | 27 | 1 | 736.882 | 49.406 | 553.538 | 532.784
5 | 27 | 9 | 968 | 96 | 29 | 1 | 919.903 | 57.121 | 669.28 | 643.813
5 | 27 | 10 | 985 | 102 | 30 | 2 | 1042.745 | 57.405 | 759.181 | 729.711
5 | 27 | 11 | 988 | 106 | 30 | 2 | 1094.28 | 58.935 | 790.221 | 759.298
5 | 27 | 12 | 978 | 109 | 31 | 3 | 1072.039 | 56.439 | 784.896 | 754.225
5 | 27 | 13 | 955 | 109 | 30 | 3 | 977.035 | 53.378 | 726.711 | 698.721
5 | 27 | 14 | 920 | 104 | 29 | 3 | 819.106 | 48.748 | 621.505 | 598.045
5 | 27 | 15 | 863 | 96 | 28 | 3 | 612.348 | 42.809 | 470.241 | 452.571
5 | 27 | 16 | 768 | 83 | 26 | 3 | 376.745 | 34.964 | 281.622 | 269.981
5 | 27 | 17 | 596 | 60 | 23 | 2 | 143.783 | 26.41 | 90.833 | 83.945
5 | 27 | 18 | 193 | 20 | 20 | 1 | 15.055 | 18.968 | 13.302 | 7.958
5 | 27 | 19 | 0 | 0 | 18 | 0 | 0 | 18 | 0 | 0
5 | 27 | 20 | 0 | 0 | 16 | 0 | 0 | 16 | 0 | 0
5 | 27 | 21 | 0 | 0 | 16 | 0 | 0 | 16 | 0 | 0
5 | 27 | 22 | 0 | 0 | 15 | 0 | 0 | 15 | 0 | 0
5 | 27 | 23 | 0 | 0 | 15 | 0 | 0 | 15 | 0 | 0
5 | 28 | 0 | 0 | 0 | 14 | 0 | 0 | 14 | 0 | 0
5 | 28 | 1 | 0 | 0 | 14 | 0 | 0 | 14 | 0 | 0
5 | 28 | 2 | 0 | 0 | 14 | 0 | 0 | 14 | 0 | 0
5 | 28 | 3 | 0 | 0 | 14 | 0 | 0 | 14 | 0 | 0
5 | 28 | 4 | 0 | 0 | 14 | 0 | 0 | 14 | 0 | 0
5 | 28 | 5 | 425 | 46 | 16 | 0 | 52.632 | 14.451 | 36.724 | 30.937
5 | 28 | 6 | 475 | 108 | 19 | 0 | 230.021 | 26.443 | 173.005 | 164.236
5 | 28 | 7 | 831 | 87 | 23 | 0 | 499.74 | 41.622 | 377.319 | 362.784
5 | 28 | 8 | 903 | 96 | 26 | 1 | 723.471 | 48.029 | 547.508 | 526.987
5 | 28 | 9 | 944 | 102 | 28 | 1 | 905.152 | 55.738 | 663.598 | 638.375
5 | 28 | 10 | 966 | 106 | 29 | 2 | 1028.201 | 56.072 | 754.122 | 724.885
5 | 28 | 11 | 973 | 108 | 30 | 2 | 1080.892 | 58.584 | 782.083 | 751.545
5 | 28 | 12 | 968 | 108 | 30 | 3 | 1060.936 | 55.211 | 782.027 | 751.491
5 | 28 | 13 | 945 | 109 | 30 | 3 | 967.904 | 53.156 | 720.786 | 693.063
5 | 28 | 14 | 908 | 106 | 29 | 3 | 811.982 | 48.571 | 616.7 | 593.437
5 | 28 | 15 | 851 | 98 | 28 | 3 | 608.056 | 42.696 | 467.328 | 449.761
5 | 28 | 16 | 753 | 86 | 25 | 3 | 374.502 | 33.901 | 281.848 | 270.201
5 | 28 | 17 | 566 | 65 | 22 | 3 | 144.53 | 24.891 | 93.713 | 86.762
5 | 28 | 18 | 162 | 22 | 19 | 2 | 16.987 | 18.091 | 15.069 | 9.692
5 | 28 | 19 | 0 | 0 | 17 | 2 | 0 | 17 | 0 | 0
5 | 28 | 20 | 0 | 0 | 15 | 2 | 0 | 15 | 0 | 0
5 | 28 | 21 | 0 | 0 | 14 | 1 | 0 | 14 | 0 | 0
5 | 28 | 22 | 0 | 0 | 13 | 1 | 0 | 13 | 0 | 0
5 | 28 | 23 | 0 | 0 | 13 | 1 | 0 | 13 | 0 | 0
5 | 29 | 0 | 0 | 0 | 12 | 1 | 0 | 12 | 0 | 0
5 | 29 | 1 | 0 | 0 | 12 | 1 | 0 | 12 | 0 | 0
5 | 29 | 2 | 0 | 0 | 11 | 1 | 0 | 11 | 0 | 0
5 | 29 | 3 | 0 | 0 | 11 | 1 | 0 | 11 | 0 | 0
5 | 29 | 4 | 0 | 0 | 11 | 1 | 0 | 11 | 0 | 0
5 | 29 | 5 | 431 | 48 | 12 | 1 | 54.761 | 11.271 | 39.004 | 33.172
5 | 29 | 6 | 631 | 77 | 14 | 1 | 243.988 | 19.887 | 182.77 | 173.76
5 | 29 | 7 | 837 | 90 | 16 | 1 | 505.386 | 30.944 | 402.413 | 387.063
5 | 29 | 8 | 919 | 95 | 19 | 2 | 733.082 | 38.142 | 583.638 | 561.707
5 | 29 | 9 | 968 | 96 | 21 | 3 | 918.888 | 42.653 | 722.065 | 694.284
5 | 29 | 10 | 987 | 100 | 23 | 3 | 1041.599 | 47.719 | 799.063 | 767.72
5 | 29 | 11 | 992 | 103 | 24 | 4 | 1094.364 | 47.838 | 839.316 | 806.023
5 | 29 | 12 | 986 | 102 | 24 | 5 | 1072.274 | 45.276 | 833.395 | 800.393
5 | 29 | 13 | 969 | 99 | 23 | 5 | 979.474 | 42.475 | 771.591 | 741.544
5 | 29 | 14 | 941 | 93 | 22 | 5 | 824.608 | 38.365 | 660.004 | 634.934
5 | 29 | 15 | 892 | 85 | 21 | 5 | 619.487 | 33.164 | 499.054 | 480.347
5 | 29 | 16 | 807 | 73 | 20 | 4 | 383.002 | 28.216 | 295.026 | 283
5 | 29 | 17 | 640 | 56 | 17 | 4 | 147.975 | 19.59 | 94.954 | 87.977
5 | 29 | 18 | 220 | 22 | 15 | 3 | 16.813 | 14.081 | 15.187 | 9.808
5 | 29 | 19 | 0 | 0 | 13 | 3 | 0 | 13 | 0 | 0
5 | 29 | 20 | 0 | 0 | 11 | 3 | 0 | 11 | 0 | 0
5 | 29 | 21 | 0 | 0 | 11 | 3 | 0 | 11 | 0 | 0
5 | 29 | 22 | 0 | 0 | 10 | 3 | 0 | 10 | 0 | 0
5 | 29 | 23 | 0 | 0 | 10 | 3 | 0 | 10 | 0 | 0
5 | 30 | 0 | 0 | 0 | 10 | 2 | 0 | 10 | 0 | 0
5 | 30 | 1 | 0 | 0 | 9 | 2 | 0 | 9 | 0 | 0
5 | 30 | 2 | 0 | 0 | 9 | 1 | 0 | 9 | 0 | 0
5 | 30 | 3 | 0 | 0 | 8 | 1 | 0 | 8 | 0 | 0
5 | 30 | 4 | 0 | 0 | 8 | 0 | 0 | 8 | 0 | 0
5 | 30 | 5 | 490 | 43 | 10 | 0 | 52.129 | 8.131 | 35.537 | 29.773
5 | 30 | 6 | 578 | 88 | 14 | 1 | 239.996 | 19.742 | 182.051 | 173.059
5 | 30 | 7 | 877 | 79 | 18 | 1 | 514.266 | 33.145 | 404.509 | 389.091
5 | 30 | 8 | 940 | 88 | 21 | 0 | 740.09 | 49.132 | 556.667 | 535.793
5 | 30 | 9 | 975 | 95 | 23 | 0 | 923.268 | 57.616 | 669.852 | 644.361
5 | 30 | 10 | 994 | 99 | 25 | 0 | 1046.719 | 63.791 | 735.079 | 706.711
5 | 30 | 11 | 999 | 102 | 26 | 1 | 1099.892 | 60.153 | 788.858 | 757.999
5 | 30 | 12 | 994 | 102 | 27 | 2 | 1079.838 | 55.915 | 792.887 | 761.838
5 | 30 | 13 | 980 | 98 | 27 | 2 | 988.356 | 53.696 | 733.853 | 705.541
5 | 30 | 14 | 950 | 93 | 27 | 3 | 831.759 | 47.106 | 636.549 | 612.466
5 | 30 | 15 | 899 | 86 | 26 | 3 | 625.09 | 41.153 | 483.955 | 465.795
5 | 30 | 16 | 811 | 75 | 24 | 3 | 387.126 | 33.234 | 291.301 | 279.382
5 | 30 | 17 | 338 | 86 | 22 | 2 | 129.004 | 25.033 | 92.566 | 85.64
5 | 30 | 18 | 221 | 22 | 18 | 2 | 16.777 | 17.005 | 14.957 | 9.581
5 | 30 | 19 | 0 | 0 | 16 | 1 | 0 | 16 | 0 | 0
5 | 30 | 20 | 0 | 0 | 14 | 1 | 0 | 14 | 0 | 0
5 | 30 | 21 | 0 | 0 | 13 | 0 | 0 | 13 | 0 | 0
5 | 30 | 22 | 0 | 0 | 12 | 0 | 0 | 12 | 0 | 0
5 | 30 | 23 | 0 | 0 | 12 | 0 | 0 | 12 | 0 | 0
5 | 31 | 0 | 0 | 0 | 11 | 0 | 0 | 11 | 0 | 0
5 | 31 | 1 | 0 | 0 | 11 | 0 | 0 | 11 | 0 | 0
5 | 31 | 2 | 0 | 0 | 11 | 0 | 0 | 11 | 0 | 0
5 | 31 | 3 | 0 | 0 | 10 | 0 | 0 | 10 | 0 | 0
5 | 31 | 4 | 0 | 0 | 11 | 0 | 0 | 11 | 0 | 0
5 | 31 | 5 | 495 | 42 | 14 | 0 | 51.355 | 12.269 | 34.052 | 28.317
5 | 31 | 6 | 412 | 120 | 18 | 1 | 223.672 | 23.248 | 173.24 | 164.465
5 | 31 | 7 | 868 | 79 | 22 | 1 | 509.48 | 36.85 | 393.478 | 378.421
5 | 31 | 8 | 931 | 89 | 26 | 1 | 734.417 | 48.371 | 554.621 | 533.826
5 | 31 | 9 | 967 | 95 | 28 | 1 | 915.978 | 56.067 | 670.267 | 644.759
5 | 31 | 10 | 987 | 98 | 29 | 1 | 1038.554 | 60.875 | 741.567 | 712.904
5 | 31 | 11 | 993 | 100 | 30 | 2 | 1091.494 | 58.859 | 788.538 | 757.695
5 | 31 | 12 | 988 | 100 | 31 | 2 | 1071.696 | 59.48 | 771.483 | 741.441
5 | 31 | 13 | 964 | 102 | 30 | 3 | 977.889 | 53.396 | 727.269 | 699.254
5 | 31 | 14 | 932 | 97 | 29 | 3 | 822.081 | 48.816 | 623.537 | 599.993
5 | 31 | 15 | 880 | 89 | 28 | 3 | 617.198 | 42.925 | 473.678 | 455.886
5 | 31 | 16 | 710 | 99 | 29 | 3 | 370.978 | 37.853 | 275.214 | 263.754
5 | 31 | 17 | 550 | 69 | 26 | 2 | 147.547 | 29.543 | 94.96 | 87.983
5 | 31 | 18 | 176 | 23 | 23 | 1 | 17.761 | 22.182 | 15.463 | 10.078
5 | 31 | 19 | 0 | 0 | 20 | 0 | 0 | 20 | 0 | 0
5 | 31 | 20 | 0 | 0 | 18 | 0 | 0 | 18 | 0 | 0
5 | 31 | 21 | 0 | 0 | 17 | 0 | 0 | 17 | 0 | 0
5 | 31 | 22 | 0 | 0 | 17 | 0 | 0 | 17 | 0 | 0
5 | 31 | 23 | 0 | 0 | 16 | 0 | 0 | 16 | 0 | 0
6 | 1 | 0 | 0 | 0 | 16 | 0 | 0 | 16 | 0 | 0
6 | 1 | 1 | 0 | 0 | 16 | 0 | 0 | 16 | 0 | 0
6 | 1 | 2 | 0 | 0 | 16 | 0 | 0 | 16 | 0 | 0
6 | 1 | 3 | 0 | 0 | 16 | 0 | 0 | 16 | 0 | 0
6 | 1 | 4 | 0 | 0 | 16 | 0 | 0 | 16 | 0 | 0
6 | 1 | 5 | 509 | 40 | 19 | 0 | 49.973 | 17.487 | 31.688 | 25.997
6 | 1 | 6 | 478 | 109 | 23 | 0 | 231.174 | 30.529 | 170.454 | 161.746
6 | 1 | 7 | 868 | 76 | 27 | 1 | 506.143 | 41.713 | 381.28 | 366.619
6 | 1 | 8 | 927 | 86 | 30 | 1 | 728.156 | 52.031 | 539.215 | 519.01
6 | 1 | 9 | 960 | 94 | 32 | 2 | 908.522 | 55.635 | 666.38 | 641.038
6 | 1 | 10 | 980 | 97 | 33 | 2 | 1030.397 | 59.943 | 739.615 | 711.042
6 | 1 | 11 | 985 | 100 | 34 | 2 | 1083.126 | 62.434 | 766.857 | 737.03
6 | 1 | 12 | 980 | 101 | 35 | 2 | 1064.626 | 63.09 | 750.874 | 721.786
6 | 1 | 13 | 969 | 95 | 35 | 2 | 975.341 | 60.971 | 695.567 | 668.961
6 | 1 | 14 | 940 | 91 | 34 | 3 | 822.46 | 53.702 | 607.672 | 584.776
6 | 1 | 15 | 890 | 83 | 33 | 3 | 617.653 | 47.883 | 461.877 | 444.502
6 | 1 | 16 | 812 | 70 | 32 | 3 | 383.854 | 41.166 | 277.519 | 265.994
6 | 1 | 17 | 652 | 53 | 29 | 2 | 150.767 | 32.729 | 90.827 | 83.939
6 | 1 | 18 | 263 | 21 | 25 | 0 | 15.825 | 24.61 | 13.622 | 8.271
6 | 1 | 19 | 0 | 0 | 22 | 0 | 0 | 22 | 0 | 0
6 | 1 | 20 | 0 | 0 | 20 | 0 | 0 | 20 | 0 | 0
6 | 1 | 21 | 0 | 0 | 20 | 0 | 0 | 20 | 0 | 0
6 | 1 | 22 | 0 | 0 | 19 | 0 | 0 | 19 | 0 | 0
6 | 1 | 23 | 0 | 0 | 19 | 0 | 0 | 19 | 0 | 0
6 | 2 | 0 | 0 | 0 | 18 | 0 | 0 | 18 | 0 | 0
6 | 2 | 1 | 0 | 0 | 18 | 0 | 0 | 18 | 0 | 0
6 | 2 | 2 | 0 | 0 | 18 | 0 | 0 | 18 | 0 | 0
6 | 2 | 3 | 0 | 0 | 18 | 0 | 0 | 18 | 0 | 0
6 | 2 | 4 | 0 | 0 | 19 | 0 | 0 | 19 | 0 | 0
6 | 2 | 5 | 539 | 38 | 21 | 0 | 51.241 | 19.686 | 31.763 | 26.071
6 | 2 | 6 | 402 | 122 | 24 | 0 | 222.467 | 31.223 | 166.256 | 157.651
6 | 2 | 7 | 889 | 70 | 28 | 1 | 510.124 | 42.781 | 381.834 | 367.155
6 | 2 | 8 | 949 | 78 | 31 | 1 | 734.706 | 53.19 | 540.543 | 520.288
6 | 2 | 9 | 984 | 84 | 33 | 1 | 918.081 | 60.84 | 654.11 | 629.289
6 | 2 | 10 | 998 | 90 | 34 | 2 | 1039.878 | 61.143 | 741.375 | 712.722
6 | 2 | 11 | 1004 | 93 | 35 | 2 | 1094.584 | 63.672 | 769.493 | 739.544
6 | 2 | 12 | 999 | 93 | 35 | 2 | 1074.963 | 63.357 | 757.002 | 727.632
6 | 2 | 13 | 978 | 94 | 35 | 3 | 982.473 | 58.34 | 711.078 | 683.787
6 | 2 | 14 | 946 | 91 | 34 | 3 | 827.353 | 53.824 | 610.891 | 587.865
6 | 2 | 15 | 893 | 84 | 33 | 3 | 620.923 | 47.966 | 464.177 | 446.722
6 | 2 | 16 | 803 | 74 | 31 | 3 | 384.963 | 40.192 | 280.156 | 268.557
6 | 2 | 17 | 636 | 56 | 28 | 2 | 150.017 | 31.692 | 91.474 | 84.572
6 | 2 | 18 | 248 | 22 | 24 | 1 | 16.688 | 23.198 | 14.46 | 9.094
6 | 2 | 19 | 0 | 0 | 22 | 1 | 0 | 22 | 0 | 0
6 | 2 | 20 | 0 | 0 | 20 | 0 | 0 | 20 | 0 | 0
6 | 2 | 21 | 0 | 0 | 19 | 0 | 0 | 19 | 0 | 0
6 | 2 | 22 | 0 | 0 | 18 | 0 | 0 | 18 | 0 | 0
6 | 2 | 23 | 0 | 0 | 18 | 0 | 0 | 18 | 0 | 0
6 | 3 | 0 | 0 | 0 | 17 | 0 | 0 | 17 | 0 | 0
6 | 3 | 1 | 0 | 0 | 17 | 0 | 0 | 17 | 0 | 0
6 | 3 | 2 | 0 | 0 | 16 | 0 | 0 | 16 | 0 | 0
6 | 3 | 3 | 0 | 0 | 16 | 0 | 0 | 16 | 0 | 0
6 | 3 | 4 | 0 | 0 | 16 | 0 | 0 | 16 | 0 | 0
6 | 3 | 5 | 510 | 40 | 18 | 0 | 49.834 | 16.435 | 31.743 | 26.052
6 | 3 | 6 | 560 | 93 | 22 | 1 | 239.07 | 27.786 | 175.375 | 166.547
6 | 3 | 7 | 865 | 76 | 25 | 1 | 503.845 | 39.704 | 383.345 | 368.617
6 | 3 | 8 | 926 | 85 | 28 | 1 | 725.434 | 50.021 | 542.947 | 522.599
6 | 3 | 9 | 961 | 92 | 30 | 1 | 906.253 | 57.66 | 657.297 | 632.342
6 | 3 | 10 | 979 | 97 | 31 | 2 | 1028.443 | 57.984 | 746.335 | 717.455
6 | 3 | 11 | 985 | 99 | 32 | 2 | 1081.339 | 60.489 | 774.079 | 743.916
6 | 3 | 12 | 981 | 99 | 33 | 2 | 1063.172 | 61.151 | 758.169 | 728.746
6 | 3 | 13 | 966 | 97 | 33 | 3 | 974.678 | 56.21 | 713.816 | 686.404
6 | 3 | 14 | 937 | 93 | 32 | 3 | 822.671 | 51.749 | 614.31 | 591.144
6 | 3 | 15 | 888 | 85 | 31 | 3 | 619.426 | 45.941 | 468.073 | 450.48
6 | 3 | 16 | 805 | 73 | 28 | 3 | 385.404 | 37.185 | 284.785 | 273.054
6 | 3 | 17 | 644 | 56 | 25 | 2 | 153.759 | 28.736 | 95.492 | 88.503
6 | 3 | 18 | 258 | 23 | 22 | 2 | 17.574 | 21.222 | 15.368 | 9.985
6 | 3 | 19 | 0 | 0 | 19 | 1 | 0 | 19 | 0 | 0
6 | 3 | 20 | 0 | 0 | 17 | 1 | 0 | 17 | 0 | 0
6 | 3 | 21 | 0 | 0 | 16 | 1 | 0 | 16 | 0 | 0
6 | 3 | 22 | 0 | 0 | 15 | 1 | 0 | 15 | 0 | 0
6 | 3 | 23 | 0 | 0 | 15 | 1 | 0 | 15 | 0 | 0
6 | 4 | 0 | 0 | 0 | 14 | 0 | 0 | 14 | 0 | 0
6 | 4 | 1 | 0 | 0 | 14 | 0 | 0 | 14 | 0 | 0
6 | 4 | 2 | 0 | 0 | 14 | 0 | 0 | 14 | 0 | 0
6 | 4 | 3 | 0 | 0 | 13 | 0 | 0 | 13 | 0 | 0
6 | 4 | 4 | 0 | 0 | 14 | 0 | 0 | 14 | 0 | 0
6 | 4 | 5 | 476 | 43 | 16 | 0 | 51.252 | 14.387 | 34.223 | 28.483
6 | 4 | 6 | 509 | 104 | 19 | 1 | 234.26 | 24.599 | 176.408 | 167.554
6 | 4 | 7 | 838 | 84 | 23 | 1 | 497.557 | 37.527 | 383.056 | 368.337
6 | 4 | 8 | 902 | 95 | 26 | 1 | 718.427 | 47.879 | 543.928 | 523.543
6 | 4 | 9 | 939 | 102 | 29 | 1 | 897.233 | 56.45 | 655.138 | 630.274
6 | 4 | 10 | 950 | 112 | 31 | 1 | 1015.506 | 62.071 | 720.196 | 692.499
6 | 4 | 11 | 957 | 114 | 32 | 2 | 1068.088 | 60.147 | 766.068 | 736.278
6 | 4 | 12 | 951 | 114 | 33 | 2 | 1048.584 | 60.778 | 749.347 | 720.329
6 | 4 | 13 | 914 | 124 | 33 | 3 | 954.619 | 55.746 | 700.936 | 674.094
6 | 4 | 14 | 876 | 121 | 32 | 3 | 803.533 | 51.287 | 601.674 | 579.021
6 | 4 | 15 | 814 | 112 | 31 | 3 | 602.865 | 45.528 | 457.241 | 440.029
6 | 4 | 16 | 730 | 92 | 28 | 3 | 374.213 | 36.889 | 278.753 | 267.193
6 | 4 | 17 | 551 | 70 | 25 | 3 | 150.919 | 28.09 | 98.328 | 91.278
6 | 4 | 18 | 171 | 26 | 22 | 2 | 20.138 | 21.282 | 17.605 | 12.181
6 | 4 | 19 | 0 | 0 | 19 | 1 | 0 | 19 | 0 | 0
6 | 4 | 20 | 0 | 0 | 17 | 1 | 0 | 17 | 0 | 0
6 | 4 | 21 | 0 | 0 | 16 | 1 | 0 | 16 | 0 | 0
6 | 4 | 22 | 0 | 0 | 16 | 1 | 0 | 16 | 0 | 0
6 | 4 | 23 | 0 | 0 | 16 | 1 | 0 | 16 | 0 | 0
6 | 5 | 0 | 0 | 0 | 15 | 0 | 0 | 15 | 0 | 0
6 | 5 | 1 | 0 | 0 | 15 | 0 | 0 | 15 | 0 | 0
6 | 5 | 2 | 0 | 0 | 14 | 0 | 0 | 14 | 0 | 0
6 | 5 | 3 | 0 | 0 | 14 | 0 | 0 | 14 | 0 | 0
6 | 5 | 4 | 0 | 0 | 14 | 0 | 0 | 14 | 0 | 0
6 | 5 | 5 | 321 | 57 | 16 | 0 | 57.399 | 14.674 | 43.663 | 37.74
6 | 5 | 6 | 434 | 117 | 19 | 0 | 225.837 | 26.321 | 171.465 | 162.733
6 | 5 | 7 | 721 | 121 | 22 | 0 | 475.121 | 39.793 | 363.41 | 349.317
6 | 5 | 8 | 802 | 136 | 25 | 0 | 691.328 | 51.181 | 514.788 | 495.501
6 | 5 | 9 | 428 | 401 | 28 | 1 | 761.025 | 51.719 | 570.906 | 549.478
6 | 5 | 10 | 352 | 455 | 31 | 1 | 792.768 | 55.698 | 582.751 | 560.855
6 | 5 | 11 | 88 | 508 | 32 | 2 | 590.302 | 48.115 | 452.082 | 435.05
6 | 5 | 12 | 356 | 502 | 33 | 2 | 856.988 | 55.004 | 632.452 | 608.539
6 | 5 | 13 | 35 | 387 | 33 | 2 | 410.613 | 44.84 | 319.87 | 307.113
6 | 5 | 14 | 0 | 58 | 32 | 2 | 55.209 | 33.382 | 45.567 | 39.607
6 | 5 | 15 | 180 | 310 | 31 | 3 | 407.145 | 39.379 | 323.729 | 310.856
6 | 5 | 16 | 51 | 189 | 29 | 3 | 197.887 | 33.346 | 161.597 | 153.103
6 | 5 | 17 | 0 | 24 | 26 | 2 | 22.735 | 25.634 | 19.476 | 14.017
6 | 5 | 18 | 124 | 28 | 22 | 2 | 21.734 | 20.887 | 19.035 | 13.584
6 | 5 | 19 | 0 | 0 | 20 | 2 | 0 | 20 | 0 | 0
6 | 5 | 20 | 0 | 0 | 18 | 1 | 0 | 18 | 0 | 0
6 | 5 | 21 | 0 | 0 | 16 | 1 | 0 | 16 | 0 | 0
6 | 5 | 22 | 0 | 0 | 15 | 1 | 0 | 15 | 0 | 0
6 | 5 | 23 | 0 | 0 | 15 | 1 | 0 | 15 | 0 | 0
6 | 6 | 0 | 0 | 0 | 15 | 1 | 0 | 15 | 0 | 0
6 | 6 | 1 | 0 | 0 | 15 | 0 | 0 | 15 | 0 | 0
6 | 6 | 2 | 0 | 0 | 14 | 0 | 0 | 14 | 0 | 0
6 | 6 | 3 | 0 | 0 | 14 | 0 | 0 | 14 | 0 | 0
6 | 6 | 4 | 0 | 0 | 14 | 0 | 0 | 14 | 0 | 0
6 | 6 | 5 | 280 | 52 | 16 | 0 | 51.646 | 14.405 | 39.599 | 33.756
6 | 6 | 6 | 421 | 119 | 20 | 0 | 223.941 | 27.198 | 169.762 | 161.071
6 | 6 | 7 | 759 | 109 | 24 | 0 | 481.572 | 41.945 | 363.665 | 349.564
6 | 6 | 8 | 846 | 118 | 27 | 1 | 703.089 | 48.351 | 531.226 | 511.324
6 | 6 | 9 | 459 | 395 | 29 | 2 | 783.9 | 49.665 | 594.516 | 572.151
6 | 6 | 10 | 193 | 502 | 31 | 2 | 683.167 | 49.383 | 519.641 | 500.173
6 | 6 | 11 | 124 | 524 | 32 | 3 | 648.572 | 47.269 | 498.924 | 480.221
6 | 6 | 12 | 415 | 519 | 32 | 3 | 931.448 | 53.418 | 693.362 | 666.853
6 | 6 | 13 | 485 | 427 | 31 | 4 | 871.25 | 49.918 | 660.502 | 635.411
6 | 6 | 14 | 95 | 393 | 30 | 3 | 455.372 | 41.37 | 360.764 | 346.755
6 | 6 | 15 | 0 | 26 | 29 | 3 | 24.691 | 29.394 | 20.777 | 15.293
6 | 6 | 16 | 211 | 203 | 27 | 3 | 273.988 | 32.159 | 220.193 | 210.229
6 | 6 | 17 | 88 | 106 | 24 | 2 | 110.4 | 26.195 | 89.569 | 82.707
6 | 6 | 18 | 0 | 22 | 21 | 2 | 20.864 | 20.134 | 18.337 | 12.899
6 | 6 | 19 | 0 | 0 | 18 | 2 | 0 | 18 | 0 | 0
6 | 6 | 20 | 0 | 0 | 16 | 2 | 0 | 16 | 0 | 0
6 | 6 | 21 | 0 | 0 | 15 | 2 | 0 | 15 | 0 | 0
6 | 6 | 22 | 0 | 0 | 15 | 1 | 0 | 15 | 0 | 0
6 | 6 | 23 | 0 | 0 | 14 | 1 | 0 | 14 | 0 | 0
6 | 7 | 0 | 0 | 0 | 14 | 1 | 0 | 14 | 0 | 0
6 | 7 | 1 | 0 | 0 | 14 | 1 | 0 | 14 | 0 | 0
6 | 7 | 2 | 0 | 0 | 13 | 1 | 0 | 13 | 0 | 0
6 | 7 | 3 | 0 | 0 | 13 | 0 | 0 | 13 | 0 | 0
6 | 7 | 4 | 0 | 0 | 13 | 0 | 0 | 13 | 0 | 0
6 | 7 | 5 | 276 | 52 | 15 | 1 | 51.384 | 14.239 | 39.542 | 33.7
6 | 7 | 6 | 501 | 105 | 18 | 1 | 232.218 | 23.524 | 175.869 | 167.029
6 | 7 | 7 | 813 | 91 | 22 | 1 | 490.78 | 36.333 | 380.279 | 365.65
6 | 7 | 8 | 883 | 101 | 26 | 1 | 709.712 | 47.608 | 538.079 | 517.918
6 | 7 | 9 | 924 | 108 | 29 | 1 | 888.967 | 56.197 | 649.985 | 625.339
6 | 7 | 10 | 933 | 122 | 31 | 2 | 1007.916 | 57.456 | 733.583 | 705.283
6 | 7 | 11 | 543 | 448 | 32 | 2 | 998.368 | 58.496 | 722.729 | 694.918
6 | 7 | 12 | 85 | 498 | 33 | 3 | 575.172 | 47.33 | 442.314 | 425.62
6 | 7 | 13 | 380 | 437 | 33 | 3 | 782.939 | 50.991 | 590.21 | 568.018
6 | 7 | 14 | 625 | 277 | 32 | 3 | 765.388 | 50.075 | 577.686 | 555.99
6 | 7 | 15 | 820 | 112 | 31 | 3 | 607.888 | 45.555 | 461.106 | 443.758
6 | 7 | 16 | 751 | 89 | 29 | 3 | 382.631 | 38.098 | 283.369 | 271.678
6 | 7 | 17 | 587 | 66 | 26 | 2 | 154.723 | 29.77 | 98.765 | 91.705
6 | 7 | 18 | 216 | 26 | 22 | 1 | 20.216 | 21.265 | 17.674 | 12.249
6 | 7 | 19 | 0 | 0 | 19 | 1 | 0 | 19 | 0 | 0
6 | 7 | 20 | 0 | 0 | 18 | 0 | 0 | 18 | 0 | 0
6 | 7 | 21 | 0 | 0 | 17 | 0 | 0 | 17 | 0 | 0
6 | 7 | 22 | 0 | 0 | 16 | 0 | 0 | 16 | 0 | 0
6 | 7 | 23 | 0 | 0 | 16 | 0 | 0 | 16 | 0 | 0
6 | 8 | 0 | 0 | 0 | 16 | 0 | 0 | 16 | 0 | 0
6 | 8 | 1 | 0 | 0 | 15 | 0 | 0 | 15 | 0 | 0
6 | 8 | 2 | 0 | 0 | 15 | 0 | 0 | 15 | 0 | 0
6 | 8 | 3 | 0 | 0 | 15 | 0 | 0 | 15 | 0 | 0
6 | 8 | 4 | 0 | 0 | 15 | 0 | 0 | 15 | 0 | 0
6 | 8 | 5 | 429 | 47 | 17 | 0 | 52.657 | 15.508 | 36.78 | 30.991
6 | 8 | 6 | 487 | 108 | 21 | 1 | 230.936 | 26.527 | 172.976 | 164.207
6 | 8 | 7 | 827 | 87 | 25 | 1 | 493.15 | 39.354 | 376.105 | 361.609
6 | 8 | 8 | 896 | 97 | 28 | 2 | 714.084 | 46.389 | 544.778 | 524.361
6 | 8 | 9 | 936 | 104 | 31 | 2 | 894.515 | 54.298 | 660.86 | 635.753
6 | 8 | 10 | 968 | 101 | 32 | 2 | 1019.657 | 58.7 | 736.993 | 708.539
6 | 8 | 11 | 973 | 105 | 33 | 3 | 1073.695 | 58.243 | 778.341 | 747.978
6 | 8 | 12 | 966 | 107 | 33 | 3 | 1055.735 | 57.972 | 766.417 | 736.611
6 | 8 | 13 | 951 | 104 | 32 | 4 | 968.542 | 53.087 | 721.538 | 693.781
6 | 8 | 14 | 913 | 104 | 31 | 4 | 816.639 | 48.876 | 619.352 | 595.98
6 | 8 | 15 | 859 | 97 | 30 | 3 | 616.508 | 44.873 | 468.982 | 451.357
6 | 8 | 16 | 777 | 82 | 28 | 3 | 386.615 | 37.206 | 287.062 | 275.266
6 | 8 | 17 | 624 | 61 | 25 | 2 | 156.708 | 28.819 | 98.898 | 91.836
6 | 8 | 18 | 268 | 25 | 22 | 1 | 19.268 | 21.244 | 16.847 | 11.437
6 | 8 | 19 | 0 | 0 | 20 | 0 | 0 | 20 | 0 | 0
6 | 8 | 20 | 0 | 0 | 18 | 0 | 0 | 18 | 0 | 0
6 | 8 | 21 | 0 | 0 | 17 | 0 | 0 | 17 | 0 | 0
6 | 8 | 22 | 0 | 0 | 16 | 0 | 0 | 16 | 0 | 0
6 | 8 | 23 | 0 | 0 | 16 | 0 | 0 | 16 | 0 | 0
6 | 9 | 0 | 0 | 0 | 15 | 0 | 0 | 15 | 0 | 0
6 | 9 | 1 | 0 | 0 | 15 | 0 | 0 | 15 | 0 | 0
6 | 9 | 2 | 0 | 0 | 15 | 0 | 0 | 15 | 0 | 0
6 | 9 | 3 | 0 | 0 | 14 | 0 | 0 | 14 | 0 | 0
6 | 9 | 4 | 0 | 0 | 15 | 0 | 0 | 15 | 0 | 0
6 | 9 | 5 | 477 | 43 | 17 | 0 | 50.341 | 15.401 | 33.658 | 27.93
6 | 9 | 6 | 463 | 112 | 20 | 0 | 227.901 | 27.351 | 170.88 | 162.162
6 | 9 | 7 | 842 | 81 | 24 | 1 | 494.533 | 38.396 | 378.639 | 364.062
6 | 9 | 8 | 907 | 91 | 27 | 1 | 715.058 | 48.734 | 538.731 | 518.544
6 | 9 | 9 | 455 | 397 | 29 | 2 | 781.262 | 49.634 | 592.6 | 570.312
6 | 9 | 10 | 449 | 476 | 30 | 3 | 904.01 | 51.158 | 681.072 | 655.097
6 | 9 | 11 | 570 | 430 | 31 | 3 | 1007.113 | 54.636 | 744.755 | 715.948
6 | 9 | 12 | 21 | 331 | 31 | 3 | 339.652 | 40.057 | 271.174 | 259.828
6 | 9 | 13 | 12 | 175 | 30 | 3 | 178.298 | 33.745 | 146.886 | 138.742
6 | 9 | 14 | 12 | 184 | 29 | 3 | 184.987 | 32.488 | 153.296 | 145
6 | 9 | 15 | 231 | 307 | 28 | 3 | 435.288 | 37.303 | 349.241 | 335.591
6 | 9 | 16 | 791 | 78 | 26 | 3 | 388.856 | 34.819 | 291.917 | 279.981
6 | 9 | 17 | 629 | 60 | 23 | 3 | 157.248 | 26.245 | 100.289 | 93.197
6 | 9 | 18 | 31 | 25 | 20 | 2 | 22.236 | 19.306 | 19.617 | 14.155
6 | 9 | 19 | 0 | 0 | 18 | 2 | 0 | 18 | 0 | 0
6 | 9 | 20 | 0 | 0 | 16 | 2 | 0 | 16 | 0 | 0
6 | 9 | 21 | 0 | 0 | 15 | 2 | 0 | 15 | 0 | 0
6 | 9 | 22 | 0 | 0 | 14 | 2 | 0 | 14 | 0 | 0
6 | 9 | 23 | 0 | 0 | 13 | 2 | 0 | 13 | 0 | 0
6 | 10 | 0 | 0 | 0 | 13 | 1 | 0 | 13 | 0 | 0
6 | 10 | 1 | 0 | 0 | 12 | 1 | 0 | 12 | 0 | 0
6 | 10 | 2 | 0 | 0 | 12 | 1 | 0 | 12 | 0 | 0
6 | 10 | 3 | 0 | 0 | 12 | 0 | 0 | 12 | 0 | 0
6 | 10 | 4 | 0 | 0 | 12 | 0 | 0 | 12 | 0 | 0
6 | 10 | 5 | 454 | 46 | 13 | 0 | 52.106 | 11.287 | 36.584 | 30.799
6 | 10 | 6 | 498 | 106 | 16 | 0 | 231.382 | 23.455 | 175.276 | 166.451
6 | 10 | 7 | 852 | 80 | 20 | 0 | 497.879 | 38.657 | 380.552 | 365.913
6 | 10 | 8 | 922 | 87 | 23 | 1 | 720.719 | 45.069 | 553.433 | 532.683
6 | 10 | 9 | 962 | 91 | 25 | 1 | 902.189 | 52.827 | 671.811 | 646.237
6 | 10 | 10 | 978 | 98 | 27 | 2 | 1025.2 | 54.093 | 760.054 | 730.544
6 | 10 | 11 | 987 | 99 | 28 | 3 | 1081.025 | 53.606 | 803.894 | 772.32
6 | 10 | 12 | 986 | 98 | 28 | 3 | 1066.152 | 53.404 | 793.641 | 762.555
6 | 10 | 13 | 977 | 94 | 27 | 4 | 982.327 | 48.513 | 749.927 | 720.883
6 | 10 | 14 | 954 | 88 | 26 | 4 | 833.195 | 44.333 | 647.044 | 622.521
6 | 10 | 15 | 914 | 80 | 25 | 4 | 633.897 | 38.933 | 496.733 | 478.11
6 | 10 | 16 | 847 | 67 | 22 | 4 | 401.921 | 30.65 | 306.993 | 294.617
6 | 10 | 17 | 709 | 51 | 19 | 3 | 164.399 | 22.398 | 103.907 | 96.736
6 | 10 | 18 | 357 | 24 | 15 | 2 | 18.333 | 14.104 | 16.558 | 11.153
6 | 10 | 19 | 0 | 0 | 13 | 2 | 0 | 13 | 0 | 0
6 | 10 | 20 | 0 | 0 | 12 | 2 | 0 | 12 | 0 | 0
6 | 10 | 21 | 0 | 0 | 12 | 2 | 0 | 12 | 0 | 0
6 | 10 | 22 | 0 | 0 | 11 | 2 | 0 | 11 | 0 | 0
6 | 10 | 23 | 0 | 0 | 11 | 1 | 0 | 11 | 0 | 0
6 | 11 | 0 | 0 | 0 | 11 | 1 | 0 | 11 | 0 | 0
6 | 11 | 1 | 0 | 0 | 10 | 1 | 0 | 10 | 0 | 0
6 | 11 | 2 | 0 | 0 | 10 | 1 | 0 | 10 | 0 | 0
6 | 11 | 3 | 0 | 0 | 10 | 1 | 0 | 10 | 0 | 0
6 | 11 | 4 | 0 | 0 | 10 | 1 | 0 | 10 | 0 | 0
6 | 11 | 5 | 336 | 48 | 12 | 2 | 49.854 | 11.327 | 37.495 | 31.692
6 | 11 | 6 | 608 | 82 | 14 | 2 | 238.79 | 18.77 | 179.989 | 171.048
6 | 11 | 7 | 855 | 82 | 16 | 2 | 500.727 | 28.404 | 402.425 | 387.075
6 | 11 | 8 | 917 | 93 | 19 | 2 | 722.697 | 37.866 | 575.726 | 554.108
6 | 11 | 9 | 957 | 98 | 21 | 3 | 904.487 | 42.306 | 711.84 | 684.516
6 | 11 | 10 | 981 | 100 | 23 | 3 | 1029.605 | 47.423 | 791.037 | 760.076
6 | 11 | 11 | 991 | 101 | 24 | 3 | 1086.723 | 49.91 | 824.347 | 791.786
6 | 11 | 12 | 989 | 100 | 25 | 3 | 1071.035 | 50.649 | 809.189 | 777.361
6 | 11 | 13 | 971 | 100 | 25 | 4 | 983.108 | 46.595 | 758.136 | 728.714
6 | 11 | 14 | 947 | 94 | 24 | 4 | 834.196 | 42.399 | 654.347 | 629.517
6 | 11 | 15 | 903 | 85 | 23 | 4 | 632.846 | 36.936 | 501.063 | 482.282
6 | 11 | 16 | 842 | 69 | 21 | 4 | 402.627 | 29.664 | 309.305 | 296.862
6 | 11 | 17 | 699 | 53 | 18 | 3 | 165.372 | 21.413 | 105.769 | 98.557
6 | 11 | 18 | 343 | 25 | 15 | 2 | 19.22 | 14.132 | 17.357 | 11.938
6 | 11 | 19 | 0 | 0 | 13 | 2 | 0 | 13 | 0 | 0
6 | 11 | 20 | 0 | 0 | 12 | 2 | 0 | 12 | 0 | 0
6 | 11 | 21 | 0 | 0 | 11 | 1 | 0 | 11 | 0 | 0
6 | 11 | 22 | 0 | 0 | 11 | 1 | 0 | 11 | 0 | 0
6 | 11 | 23 | 0 | 0 | 10 | 1 | 0 | 10 | 0 | 0
6 | 12 | 0 | 0 | 0 | 10 | 1 | 0 | 10 | 0 | 0
6 | 12 | 1 | 0 | 0 | 10 | 1 | 0 | 10 | 0 | 0
6 | 12 | 2 | 0 | 0 | 10 | 1 | 0 | 10 | 0 | 0
6 | 12 | 3 | 0 | 0 | 9 | 1 | 0 | 9 | 0 | 0
6 | 12 | 4 | 0 | 0 | 9 | 1 | 0 | 9 | 0 | 0
6 | 12 | 5 | 374 | 46 | 11 | 2 | 48.982 | 10.283 | 36.07 | 30.295
6 | 12 | 6 | 677 | 84 | 14 | 2 | 258.531 | 19.305 | 193.394 | 184.118
6 | 12 | 7 | 823 | 96 | 17 | 2 | 497.843 | 29.379 | 398.848 | 383.616
6 | 12 | 8 | 897 | 105 | 20 | 2 | 720.333 | 38.767 | 571.366 | 549.919
6 | 12 | 9 | 937 | 112 | 22 | 2 | 901.143 | 45.834 | 696.432 | 669.788
6 | 12 | 10 | 415 | 492 | 24 | 2 | 886.868 | 47.909 | 679.794 | 653.875
6 | 12 | 11 | 971 | 116 | 25 | 3 | 1081.524 | 50.441 | 818.087 | 785.83
6 | 12 | 12 | 966 | 117 | 26 | 3 | 1065.384 | 51.472 | 801.383 | 769.929
6 | 12 | 13 | 521 | 409 | 26 | 4 | 886.643 | 45.586 | 687.658 | 661.397
6 | 12 | 14 | 614 | 284 | 25 | 4 | 764.751 | 41.758 | 602.869 | 580.168
6 | 12 | 15 | 895 | 87 | 24 | 4 | 630.603 | 37.742 | 497.392 | 478.745
6 | 12 | 16 | 809 | 77 | 22 | 3 | 397.023 | 31.482 | 303.143 | 290.881
6 | 12 | 17 | 650 | 60 | 19 | 3 | 162.693 | 22.345 | 105.671 | 98.461
6 | 12 | 18 | 282 | 27 | 16 | 2 | 21.037 | 15.195 | 18.908 | 13.459
6 | 12 | 19 | 0 | 0 | 14 | 2 | 0 | 14 | 0 | 0
6 | 12 | 20 | 0 | 0 | 13 | 1 | 0 | 13 | 0 | 0
6 | 12 | 21 | 0 | 0 | 12 | 1 | 0 | 12 | 0 | 0
6 | 12 | 22 | 0 | 0 | 11 | 1 | 0 | 11 | 0 | 0
6 | 12 | 23 | 0 | 0 | 11 | 1 | 0 | 11 | 0 | 0
6 | 13 | 0 | 0 | 0 | 10 | 1 | 0 | 10 | 0 | 0
6 | 13 | 1 | 0 | 0 | 10 | 1 | 0 | 10 | 0 | 0
6 | 13 | 2 | 0 | 0 | 9 | 0 | 0 | 9 | 0 | 0
6 | 13 | 3 | 0 | 0 | 9 | 0 | 0 | 9 | 0 | 0
6 | 13 | 4 | 0 | 0 | 9 | 0 | 0 | 9 | 0 | 0
6 | 13 | 5 | 490 | 44 | 11 | 1 | 50.555 | 10.101 | 34.947 | 29.194
6 | 13 | 6 | 515 | 102 | 15 | 1 | 232.322 | 20.493 | 177.568 | 168.686
6 | 13 | 7 | 875 | 79 | 18 | 0 | 506.313 | 37.012 | 389.824 | 374.886
6 | 13 | 8 | 933 | 89 | 22 | 0 | 728.398 | 49.67 | 545.874 | 525.415
6 | 13 | 9 | 964 | 98 | 25 | 0 | 909.263 | 58.986 | 654.507 | 629.67
6 | 13 | 10 | 971 | 110 | 28 | 1 | 1029.328 | 59.684 | 739.881 | 711.295
6 | 13 | 11 | 978 | 112 | 29 | 2 | 1084.288 | 57.721 | 788.301 | 757.469
6 | 13 | 12 | 974 | 111 | 30 | 2 | 1067.263 | 58.411 | 772.892 | 742.784
6 | 13 | 13 | 971 | 101 | 31 | 2 | 984.526 | 57.373 | 716.434 | 688.905
6 | 13 | 14 | 945 | 95 | 30 | 3 | 834.494 | 50.078 | 628.891 | 605.126
6 | 13 | 15 | 897 | 86 | 29 | 3 | 631.421 | 44.259 | 481.841 | 463.757
6 | 13 | 16 | 808 | 77 | 27 | 3 | 397.319 | 36.486 | 296.141 | 284.083
6 | 13 | 17 | 652 | 59 | 24 | 2 | 162.754 | 27.998 | 102.83 | 95.683
6 | 13 | 18 | 290 | 27 | 21 | 1 | 21.012 | 20.299 | 18.453 | 13.013
6 | 13 | 19 | 0 | 0 | 18 | 1 | 0 | 18 | 0 | 0
6 | 13 | 20 | 0 | 0 | 16 | 1 | 0 | 16 | 0 | 0
6 | 13 | 21 | 0 | 0 | 15 | 0 | 0 | 15 | 0 | 0
6 | 13 | 22 | 0 | 0 | 14 | 0 | 0 | 14 | 0 | 0
6 | 13 | 23 | 0 | 0 | 14 | 0 | 0 | 14 | 0 | 0
6 | 14 | 0 | 0 | 0 | 14 | 0 | 0 | 14 | 0 | 0
6 | 14 | 1 | 0 | 0 | 13 | 0 | 0 | 13 | 0 | 0
6 | 14 | 2 | 0 | 0 | 13 | 0 | 0 | 13 | 0 | 0
6 | 14 | 3 | 0 | 0 | 13 | 0 | 0 | 13 | 0 | 0
6 | 14 | 4 | 0 | 0 | 14 | 0 | 0 | 14 | 0 | 0
6 | 14 | 5 | 517 | 41 | 17 | 0 | 48.316 | 15.292 | 31.709 | 26.019
6 | 14 | 6 | 483 | 108 | 21 | 0 | 227.805 | 28.339 | 168.879 | 160.21
6 | 14 | 7 | 855 | 82 | 25 | 1 | 498.92 | 39.511 | 379.459 | 364.856
6 | 14 | 8 | 918 | 92 | 29 | 2 | 720.56 | 47.543 | 546.115 | 525.646
6 | 14 | 9 | 954 | 99 | 31 | 2 | 901.362 | 54.479 | 665.166 | 639.876
6 | 14 | 10 | 973 | 104 | 32 | 2 | 1024.847 | 58.84 | 740.145 | 711.547
6 | 14 | 11 | 981 | 106 | 33 | 2 | 1081.112 | 61.423 | 769.828 | 739.864
6 | 14 | 12 | 978 | 105 | 34 | 3 | 1065.226 | 59.154 | 768.221 | 738.331
6 | 14 | 13 | 960 | 104 | 33 | 3 | 977.797 | 56.281 | 715.852 | 688.349
6 | 14 | 14 | 936 | 96 | 33 | 3 | 828.933 | 52.87 | 615.432 | 592.22
6 | 14 | 15 | 893 | 87 | 32 | 3 | 630.603 | 47.194 | 473.997 | 456.194
6 | 14 | 16 | 803 | 78 | 30 | 3 | 397.004 | 39.485 | 291.716 | 279.786
6 | 14 | 17 | 656 | 59 | 27 | 2 | 164.077 | 31.081 | 102.201 | 95.067
6 | 14 | 18 | 305 | 27 | 23 | 0 | 20.993 | 23.131 | 18.196 | 12.761
6 | 14 | 19 | 0 | 0 | 20 | 0 | 0 | 20 | 0 | 0
6 | 14 | 20 | 0 | 0 | 19 | 0 | 0 | 19 | 0 | 0
6 | 14 | 21 | 0 | 0 | 18 | 0 | 0 | 18 | 0 | 0
6 | 14 | 22 | 0 | 0 | 17 | 0 | 0 | 17 | 0 | 0
6 | 14 | 23 | 0 | 0 | 17 | 0 | 0 | 17 | 0 | 0
6 | 15 | 0 | 0 | 0 | 16 | 0 | 0 | 16 | 0 | 0
6 | 15 | 1 | 0 | 0 | 16 | 0 | 0 | 16 | 0 | 0
6 | 15 | 2 | 0 | 0 | 15 | 0 | 0 | 15 | 0 | 0
6 | 15 | 3 | 0 | 0 | 15 | 0 | 0 | 15 | 0 | 0
6 | 15 | 4 | 0 | 0 | 16 | 0 | 0 | 16 | 0 | 0
6 | 15 | 5 | 558 | 38 | 19 | 0 | 48.645 | 17.426 | 30.999 | 25.322
6 | 15 | 6 | 441 | 115 | 23 | 0 | 222.802 | 30.183 | 165.22 | 156.639
6 | 15 | 7 | 897 | 71 | 27 | 1 | 507.822 | 41.727 | 381.235 | 366.575
6 | 15 | 8 | 957 | 79 | 30 | 2 | 733.445 | 48.863 | 551.811 | 531.124
6 | 15 | 9 | 992 | 84 | 32 | 2 | 917.503 | 55.862 | 671.912 | 646.333
6 | 15 | 10 | 1009 | 88 | 33 | 3 | 1042.321 | 57.357 | 758.993 | 729.531
6 | 15 | 11 | 1016 | 90 | 34 | 3 | 1099.626 | 59.806 | 790.189 | 759.268
6 | 15 | 12 | 1012 | 90 | 34 | 4 | 1083.515 | 57.41 | 789.037 | 758.171
6 | 15 | 13 | 999 | 87 | 34 | 4 | 996.302 | 55.646 | 731.941 | 703.715
6 | 15 | 14 | 974 | 83 | 33 | 4 | 845.916 | 51.488 | 632.679 | 608.757
6 | 15 | 15 | 930 | 76 | 32 | 4 | 642.661 | 46.08 | 485.675 | 467.453
6 | 15 | 16 | 858 | 66 | 30 | 3 | 408.954 | 39.785 | 299.118 | 286.973
6 | 15 | 17 | 719 | 51 | 27 | 2 | 169.634 | 31.266 | 103.399 | 96.239
6 | 15 | 18 | 375 | 25 | 23 | 1 | 19.14 | 22.343 | 16.651 | 11.244
6 | 15 | 19 | 0 | 0 | 20 | 1 | 0 | 20 | 0 | 0
6 | 15 | 20 | 0 | 0 | 18 | 0 | 0 | 18 | 0 | 0
6 | 15 | 21 | 0 | 0 | 17 | 0 | 0 | 17 | 0 | 0
6 | 15 | 22 | 0 | 0 | 16 | 0 | 0 | 16 | 0 | 0
6 | 15 | 23 | 0 | 0 | 16 | 0 | 0 | 16 | 0 | 0
6 | 16 | 0 | 0 | 0 | 15 | 0 | 0 | 15 | 0 | 0
6 | 16 | 1 | 0 | 0 | 15 | 0 | 0 | 15 | 0 | 0
6 | 16 | 2 | 0 | 0 | 14 | 0 | 0 | 14 | 0 | 0
6 | 16 | 3 | 0 | 0 | 14 | 0 | 0 | 14 | 0 | 0
6 | 16 | 4 | 0 | 0 | 15 | 0 | 0 | 15 | 0 | 0
6 | 16 | 5 | 530 | 40 | 17 | 0 | 47.045 | 15.248 | 30.715 | 25.043
6 | 16 | 6 | 477 | 108 | 21 | 0 | 225.454 | 28.232 | 167.209 | 158.581
6 | 16 | 7 | 881 | 76 | 26 | 0 | 504.355 | 44.667 | 373.117 | 358.717
6 | 16 | 8 | 942 | 85 | 29 | 1 | 728.65 | 51.075 | 541.819 | 521.515
6 | 16 | 9 | 976 | 92 | 31 | 1 | 911.682 | 58.759 | 657.024 | 632.081
6 | 16 | 10 | 990 | 98 | 33 | 2 | 1034.122 | 60.038 | 741.834 | 713.159
6 | 16 | 11 | 995 | 101 | 34 | 2 | 1089.658 | 62.594 | 770.76 | 740.752
6 | 16 | 12 | 989 | 102 | 34 | 2 | 1073.081 | 62.351 | 760.032 | 730.522
6 | 16 | 13 | 968 | 103 | 34 | 3 | 984.571 | 57.412 | 716.327 | 688.803
6 | 16 | 14 | 937 | 99 | 34 | 3 | 833.633 | 53.965 | 615.303 | 592.096
6 | 16 | 15 | 886 | 92 | 33 | 3 | 632.534 | 48.238 | 473.051 | 455.281
6 | 16 | 16 | 805 | 79 | 31 | 3 | 400.147 | 40.565 | 292.713 | 280.754
6 | 16 | 17 | 646 | 62 | 28 | 2 | 166.422 | 32.172 | 104.118 | 96.942
6 | 16 | 18 | 281 | 29 | 24 | 1 | 22.845 | 23.484 | 19.768 | 14.304
6 | 16 | 19 | 0 | 0 | 21 | 1 | 0 | 21 | 0 | 0
6 | 16 | 20 | 0 | 0 | 19 | 0 | 0 | 19 | 0 | 0
6 | 16 | 21 | 0 | 0 | 18 | 0 | 0 | 18 | 0 | 0
6 | 16 | 22 | 0 | 0 | 17 | 0 | 0 | 17 | 0 | 0
6 | 16 | 23 | 0 | 0 | 17 | 0 | 0 | 17 | 0 | 0
6 | 17 | 0 | 0 | 0 | 16 | 0 | 0 | 16 | 0 | 0
6 | 17 | 1 | 0 | 0 | 16 | 0 | 0 | 16 | 0 | 0
6 | 17 | 2 | 0 | 0 | 16 | 0 | 0 | 16 | 0 | 0
6 | 17 | 3 | 0 | 0 | 16 | 0 | 0 | 16 | 0 | 0
6 | 17 | 4 | 0 | 0 | 17 | 0 | 0 | 17 | 0 | 0
6 | 17 | 5 | 432 | 48 | 19 | 0 | 51.187 | 17.558 | 36.386 | 30.605
6 | 17 | 6 | 445 | 114 | 23 | 0 | 222.192 | 30.183 | 164.454 | 155.892
6 | 17 | 7 | 830 | 91 | 28 | 1 | 493.239 | 42.288 | 370.063 | 355.759
6 | 17 | 8 | 899 | 102 | 31 | 1 | 715.739 | 52.606 | 528.034 | 508.252
6 | 17 | 9 | 940 | 109 | 33 | 1 | 898.099 | 60.247 | 641.89 | 617.584
6 | 17 | 10 | 983 | 101 | 34 | 1 | 1030.19 | 65.253 | 717.325 | 689.756
6 | 17 | 11 | 991 | 102 | 35 | 1 | 1086.547 | 68.058 | 744.586 | 715.786
6 | 17 | 12 | 988 | 102 | 35 | 1 | 1072.176 | 67.877 | 735.468 | 707.083
6 | 17 | 13 | 977 | 98 | 35 | 2 | 988.016 | 61.285 | 703.394 | 676.444
6 | 17 | 14 | 947 | 94 | 34 | 2 | 836.913 | 56.554 | 609.017 | 586.066
6 | 17 | 15 | 898 | 87 | 33 | 3 | 635.49 | 48.31 | 475.024 | 457.184
6 | 17 | 16 | 815 | 76 | 31 | 3 | 401.879 | 40.611 | 293.776 | 281.786
6 | 17 | 17 | 661 | 59 | 28 | 2 | 168.679 | 32.236 | 105.161 | 97.962
6 | 17 | 18 | 305 | 28 | 24 | 1 | 21.87 | 23.464 | 18.927 | 13.478
6 | 17 | 19 | 0 | 0 | 21 | 0 | 0 | 21 | 0 | 0
6 | 17 | 20 | 0 | 0 | 20 | 0 | 0 | 20 | 0 | 0
6 | 17 | 21 | 0 | 0 | 19 | 0 | 0 | 19 | 0 | 0
6 | 17 | 22 | 0 | 0 | 18 | 0 | 0 | 18 | 0 | 0
6 | 17 | 23 | 0 | 0 | 18 | 0 | 0 | 18 | 0 | 0
6 | 18 | 0 | 0 | 0 | 17 | 0 | 0 | 17 | 0 | 0
6 | 18 | 1 | 0 | 0 | 17 | 0 | 0 | 17 | 0 | 0
6 | 18 | 2 | 0 | 0 | 17 | 0 | 0 | 17 | 0 | 0
6 | 18 | 3 | 0 | 0 | 17 | 0 | 0 | 17 | 0 | 0
6 | 18 | 4 | 0 | 0 | 18 | 0 | 0 | 18 | 0 | 0
6 | 18 | 5 | 502 | 41 | 20 | 0 | 46.314 | 18.395 | 30.692 | 25.021
6 | 18 | 6 | 423 | 118 | 24 | 0 | 219.737 | 31.062 | 162.753 | 154.232
6 | 18 | 7 | 858 | 79 | 27 | 1 | 494.88 | 41.336 | 372.451 | 358.072
6 | 18 | 8 | 921 | 89 | 30 | 1 | 717.163 | 51.685 | 531.522 | 511.609
6 | 18 | 9 | 956 | 96 | 31 | 1 | 897.99 | 58.355 | 648.606 | 624.018
6 | 18 | 10 | 974 | 102 | 32 | 2 | 1022.393 | 58.774 | 738.632 | 710.104
6 | 18 | 11 | 979 | 105 | 33 | 2 | 1077.524 | 61.334 | 767.661 | 737.797
6 | 18 | 12 | 971 | 107 | 33 | 3 | 1060.607 | 58.084 | 769.474 | 739.526
6 | 18 | 13 | 946 | 110 | 33 | 3 | 972.185 | 56.15 | 712.277 | 684.934
6 | 18 | 14 | 907 | 109 | 32 | 3 | 821.115 | 51.71 | 613.59 | 590.454
6 | 18 | 15 | 844 | 105 | 31 | 4 | 621.516 | 44.604 | 474.143 | 456.334
6 | 18 | 16 | 755 | 91 | 28 | 3 | 393.199 | 37.369 | 293.611 | 281.626
6 | 18 | 17 | 581 | 71 | 25 | 3 | 164.788 | 28.466 | 108.09 | 100.827
6 | 18 | 18 | 229 | 31 | 22 | 2 | 24.09 | 21.438 | 21.045 | 15.556
6 | 18 | 19 | 0 | 0 | 20 | 1 | 0 | 20 | 0 | 0
6 | 18 | 20 | 0 | 0 | 18 | 1 | 0 | 18 | 0 | 0
6 | 18 | 21 | 0 | 0 | 17 | 1 | 0 | 17 | 0 | 0
6 | 18 | 22 | 0 | 0 | 16 | 1 | 0 | 16 | 0 | 0
6 | 18 | 23 | 0 | 0 | 16 | 1 | 0 | 16 | 0 | 0
6 | 19 | 0 | 0 | 0 | 15 | 1 | 0 | 15 | 0 | 0
6 | 19 | 1 | 0 | 0 | 15 | 1 | 0 | 15 | 0 | 0
6 | 19 | 2 | 0 | 0 | 14 | 1 | 0 | 14 | 0 | 0
6 | 19 | 3 | 0 | 0 | 14 | 0 | 0 | 14 | 0 | 0
6 | 19 | 4 | 0 | 0 | 14 | 0 | 0 | 14 | 0 | 0
6 | 19 | 5 | 234 | 59 | 15 | 1 | 53.65 | 14.316 | 43.62 | 37.699
6 | 19 | 6 | 438 | 115 | 18 | 1 | 220.515 | 23.16 | 168.857 | 160.188
6 | 19 | 7 | 675 | 132 | 21 | 1 | 456.277 | 34.265 | 358.525 | 344.585
6 | 19 | 8 | 878 | 106 | 24 | 2 | 704.258 | 42.132 | 548.947 | 528.37
6 | 19 | 9 | 926 | 110 | 27 | 2 | 886.451 | 50.224 | 669.315 | 643.847
6 | 19 | 10 | 943 | 119 | 28 | 3 | 1009.805 | 51.76 | 758.131 | 728.709
6 | 19 | 11 | 951 | 123 | 29 | 3 | 1067.454 | 54.239 | 791.067 | 760.104
6 | 19 | 12 | 945 | 124 | 28 | 4 | 1052.047 | 50.898 | 793.792 | 762.7
6 | 19 | 13 | 901 | 139 | 27 | 4 | 960.161 | 48.036 | 734.928 | 706.568
6 | 19 | 14 | 868 | 133 | 26 | 4 | 817.391 | 43.966 | 636.378 | 612.302
6 | 19 | 15 | 816 | 120 | 25 | 4 | 619.933 | 38.61 | 487.988 | 469.682
6 | 19 | 16 | 700 | 111 | 22 | 3 | 389.732 | 31.286 | 301.544 | 289.328
6 | 19 | 17 | 539 | 81 | 19 | 3 | 167.434 | 22.44 | 115.818 | 108.384
6 | 19 | 18 | 202 | 33 | 16 | 2 | 25.714 | 15.341 | 23.096 | 17.569
6 | 19 | 19 | 0 | 0 | 14 | 2 | 0 | 14 | 0 | 0
6 | 19 | 20 | 0 | 0 | 13 | 3 | 0 | 13 | 0 | 0
6 | 19 | 21 | 0 | 0 | 13 | 3 | 0 | 13 | 0 | 0
6 | 19 | 22 | 0 | 0 | 12 | 3 | 0 | 12 | 0 | 0
6 | 19 | 23 | 0 | 0 | 12 | 3 | 0 | 12 | 0 | 0
6 | 20 | 0 | 0 | 0 | 11 | 3 | 0 | 11 | 0 | 0
6 | 20 | 1 | 0 | 0 | 11 | 3 | 0 | 11 | 0 | 0
6 | 20 | 2 | 0 | 0 | 11 | 2 | 0 | 11 | 0 | 0
6 | 20 | 3 | 0 | 0 | 11 | 2 | 0 | 11 | 0 | 0
6 | 20 | 4 | 0 | 0 | 11 | 2 | 0 | 11 | 0 | 0
6 | 20 | 5 | 393 | 51 | 12 | 3 | 51.943 | 11.49 | 39.526 | 33.684
6 | 20 | 6 | 677 | 79 | 14 | 3 | 249.518 | 18.493 | 185.755 | 176.671
6 | 20 | 7 | 801 | 99 | 16 | 3 | 485.238 | 26.635 | 393.413 | 378.358
6 | 20 | 8 | 871 | 112 | 18 | 3 | 704.82 | 34.299 | 571.416 | 549.967
6 | 20 | 9 | 918 | 117 | 20 | 3 | 886.249 | 40.889 | 702.48 | 675.57
6 | 20 | 10 | 919 | 136 | 21 | 3 | 1003.62 | 44.889 | 781.324 | 750.821
6 | 20 | 11 | 932 | 136 | 22 | 3 | 1061.243 | 47.383 | 815.845 | 783.696
6 | 20 | 12 | 935 | 132 | 23 | 4 | 1050.207 | 46.01 | 813.132 | 781.114
6 | 20 | 13 | 919 | 129 | 23 | 4 | 967.064 | 44.288 | 754.832 | 725.562
6 | 20 | 14 | 898 | 117 | 22 | 4 | 822.945 | 40.181 | 653.14 | 628.36
6 | 20 | 15 | 853 | 104 | 21 | 4 | 627.197 | 34.821 | 502.779 | 483.935
6 | 20 | 16 | 769 | 89 | 19 | 3 | 398.126 | 28.513 | 310.418 | 297.941
6 | 20 | 17 | 614 | 68 | 16 | 3 | 168.792 | 19.467 | 114.411 | 107.008
6 | 20 | 18 | 271 | 31 | 14 | 2 | 24.702 | 13.276 | 22.394 | 16.88
6 | 20 | 19 | 0 | 0 | 13 | 2 | 0 | 13 | 0 | 0
6 | 20 | 20 | 0 | 0 | 12 | 2 | 0 | 12 | 0 | 0
6 | 20 | 21 | 0 | 0 | 12 | 2 | 0 | 12 | 0 | 0
6 | 20 | 22 | 0 | 0 | 11 | 2 | 0 | 11 | 0 | 0
6 | 20 | 23 | 0 | 0 | 10 | 1 | 0 | 10 | 0 | 0
6 | 21 | 0 | 0 | 0 | 10 | 1 | 0 | 10 | 0 | 0
6 | 21 | 1 | 0 | 0 | 10 | 1 | 0 | 10 | 0 | 0
6 | 21 | 2 | 0 | 0 | 10 | 1 | 0 | 10 | 0 | 0
6 | 21 | 3 | 0 | 0 | 9 | 1 | 0 | 9 | 0 | 0
6 | 21 | 4 | 0 | 0 | 9 | 1 | 0 | 9 | 0 | 0
6 | 21 | 5 | 511 | 40 | 11 | 1 | 44.329 | 9.889 | 30.686 | 25.015
6 | 21 | 6 | 764 | 60 | 14 | 2 | 254.875 | 19.189 | 185.328 | 176.254
6 | 21 | 7 | 884 | 70 | 17 | 2 | 496.51 | 29.332 | 395.728 | 380.598
6 | 21 | 8 | 942 | 79 | 20 | 2 | 719.529 | 38.743 | 570.109 | 548.712
6 | 21 | 9 | 976 | 84 | 22 | 2 | 901.145 | 45.832 | 696.246 | 669.61
6 | 21 | 10 | 989 | 92 | 24 | 3 | 1025.599 | 48.287 | 784.344 | 753.698
6 | 21 | 11 | 994 | 95 | 25 | 3 | 1082.168 | 50.758 | 817.18 | 784.967
6 | 21 | 12 | 989 | 95 | 26 | 4 | 1066.658 | 49.283 | 811.768 | 779.816
6 | 21 | 13 | 973 | 95 | 25 | 4 | 982.708 | 46.579 | 757.932 | 728.52
6 | 21 | 14 | 942 | 92 | 24 | 4 | 833.032 | 42.374 | 653.698 | 628.896
6 | 21 | 15 | 893 | 87 | 23 | 4 | 634.954 | 36.978 | 503.247 | 484.386
6 | 21 | 16 | 810 | 77 | 20 | 3 | 403.524 | 29.653 | 311.958 | 299.437
6 | 21 | 17 | 658 | 60 | 17 | 3 | 169.598 | 20.509 | 112.116 | 104.764
6 | 21 | 18 | 308 | 29 | 15 | 3 | 22.75 | 14.285 | 20.531 | 15.053
6 | 21 | 19 | 0 | 0 | 13 | 2 | 0 | 13 | 0 | 0
6 | 21 | 20 | 0 | 0 | 12 | 2 | 0 | 12 | 0 | 0
6 | 21 | 21 | 0 | 0 | 12 | 2 | 0 | 12 | 0 | 0
6 | 21 | 22 | 0 | 0 | 11 | 2 | 0 | 11 | 0 | 0
6 | 21 | 23 | 0 | 0 | 11 | 2 | 0 | 11 | 0 | 0
6 | 22 | 0 | 0 | 0 | 10 | 2 | 0 | 10 | 0 | 0
6 | 22 | 1 | 0 | 0 | 10 | 2 | 0 | 10 | 0 | 0
6 | 22 | 2 | 0 | 0 | 9 | 1 | 0 | 9 | 0 | 0
6 | 22 | 3 | 0 | 0 | 9 | 1 | 0 | 9 | 0 | 0
6 | 22 | 4 | 0 | 0 | 9 | 2 | 0 | 9 | 0 | 0
6 | 22 | 5 | 465 | 45 | 11 | 2 | 47.308 | 10.236 | 34.558 | 28.813
6 | 22 | 6 | 534 | 96 | 14 | 2 | 227.646 | 18.456 | 173.767 | 164.979
6 | 22 | 7 | 856 | 83 | 17 | 2 | 494.563 | 29.194 | 394.986 | 379.88
6 | 22 | 8 | 924 | 91 | 20 | 2 | 718.787 | 38.719 | 569.707 | 548.325
6 | 22 | 9 | 964 | 97 | 23 | 2 | 903.801 | 46.851 | 694.613 | 668.049
6 | 22 | 10 | 977 | 105 | 25 | 2 | 1027.092 | 52.246 | 769.077 | 739.147
6 | 22 | 11 | 986 | 106 | 27 | 2 | 1085.168 | 55.847 | 797.146 | 765.895
6 | 22 | 12 | 982 | 105 | 28 | 3 | 1069.959 | 53.495 | 796.086 | 764.884
6 | 22 | 13 | 972 | 100 | 27 | 3 | 987.189 | 50.702 | 744.978 | 716.16
6 | 22 | 14 | 942 | 96 | 26 | 4 | 837.57 | 44.432 | 650.373 | 625.71
6 | 22 | 15 | 893 | 89 | 25 | 4 | 637.56 | 39.018 | 500.27 | 481.519
6 | 22 | 16 | 810 | 79 | 22 | 4 | 406.132 | 30.747 | 312.569 | 300.029
6 | 22 | 17 | 659 | 62 | 19 | 3 | 172.184 | 22.596 | 113.228 | 105.852
6 | 22 | 18 | 311 | 30 | 16 | 3 | 23.705 | 15.334 | 21.292 | 15.799
6 | 22 | 19 | 0 | 0 | 14 | 2 | 0 | 14 | 0 | 0
6 | 22 | 20 | 0 | 0 | 13 | 2 | 0 | 13 | 0 | 0
6 | 22 | 21 | 0 | 0 | 12 | 2 | 0 | 12 | 0 | 0
6 | 22 | 22 | 0 | 0 | 12 | 2 | 0 | 12 | 0 | 0
6 | 22 | 23 | 0 | 0 | 11 | 1 | 0 | 11 | 0 | 0
6 | 23 | 0 | 0 | 0 | 10 | 1 | 0 | 10 | 0 | 0
6 | 23 | 1 | 0 | 0 | 10 | 1 | 0 | 10 | 0 | 0
6 | 23 | 2 | 0 | 0 | 10 | 1 | 0 | 10 | 0 | 0
6 | 23 | 3 | 0 | 0 | 9 | 1 | 0 | 9 | 0 | 0
6 | 23 | 4 | 0 | 0 | 9 | 2 | 0 | 9 | 0 | 0
6 | 23 | 5 | 511 | 41 | 11 | 2 | 44.281 | 10.151 | 31.22 | 25.538
6 | 23 | 6 | 643 | 73 | 14 | 2 | 233.346 | 18.601 | 172.967 | 164.198
6 | 23 | 7 | 893 | 73 | 17 | 3 | 502.404 | 27.991 | 402.895 | 387.53
6 | 23 | 8 | 949 | 82 | 20 | 3 | 726.071 | 36.784 | 580.901 | 559.078
6 | 23 | 9 | 980 | 89 | 22 | 3 | 908.638 | 43.374 | 711.01 | 683.723
6 | 23 | 10 | 994 | 95 | 24 | 3 | 1032.824 | 48.463 | 789.134 | 758.262
6 | 23 | 11 | 1000 | 97 | 25 | 4 | 1090.051 | 48.7 | 832.192 | 799.249
6 | 23 | 12 | 996 | 97 | 25 | 4 | 1075.885 | 48.518 | 822.116 | 789.664
6 | 23 | 13 | 979 | 97 | 25 | 4 | 990.93 | 46.764 | 763.547 | 733.874
6 | 23 | 14 | 950 | 93 | 24 | 5 | 841.367 | 40.714 | 665.89 | 640.569
6 | 23 | 15 | 904 | 85 | 22 | 5 | 640.938 | 34.613 | 514.028 | 494.77
6 | 23 | 16 | 825 | 75 | 20 | 4 | 408.904 | 28.817 | 317.392 | 304.709
6 | 23 | 17 | 252 | 107 | 18 | 3 | 141.462 | 20.854 | 109.886 | 102.584
6 | 23 | 18 | 114 | 31 | 15 | 3 | 25.694 | 14.281 | 23.189 | 17.66
6 | 23 | 19 | 0 | 0 | 13 | 2 | 0 | 13 | 0 | 0
6 | 23 | 20 | 0 | 0 | 12 | 2 | 0 | 12 | 0 | 0
6 | 23 | 21 | 0 | 0 | 10 | 2 | 0 | 10 | 0 | 0
6 | 23 | 22 | 0 | 0 | 10 | 2 | 0 | 10 | 0 | 0
6 | 23 | 23 | 0 | 0 | 10 | 2 | 0 | 10 | 0 | 0
6 | 24 | 0 | 0 | 0 | 9 | 2 | 0 | 9 | 0 | 0
6 | 24 | 1 | 0 | 0 | 9 | 1 | 0 | 9 | 0 | 0
6 | 24 | 2 | 0 | 0 | 9 | 1 | 0 | 9 | 0 | 0
6 | 24 | 3 | 0 | 0 | 9 | 1 | 0 | 9 | 0 | 0
6 | 24 | 4 | 0 | 0 | 9 | 1 | 0 | 9 | 0 | 0
6 | 24 | 5 | 487 | 42 | 11 | 1 | 44.146 | 9.883 | 31.887 | 26.193
6 | 24 | 6 | 503 | 102 | 14 | 1 | 223.219 | 19.157 | 170.835 | 162.118
6 | 24 | 7 | 890 | 70 | 17 | 1 | 497.309 | 31.582 | 391.76 | 376.759
6 | 24 | 8 | 953 | 77 | 20 | 1 | 723.14 | 42.267 | 562.671 | 541.564
6 | 24 | 9 | 989 | 83 | 23 | 1 | 909.63 | 51.162 | 683.242 | 657.173
6 | 24 | 10 | 1009 | 87 | 25 | 1 | 1038.636 | 57.151 | 757.148 | 727.771
6 | 24 | 11 | 1018 | 87 | 26 | 1 | 1097.848 | 60.071 | 787.735 | 756.93
6 | 24 | 12 | 1019 | 85 | 27 | 1 | 1086.575 | 60.901 | 775.955 | 745.704
6 | 24 | 13 | 1008 | 83 | 28 | 1 | 1003.574 | 59.63 | 721.196 | 693.454
6 | 24 | 14 | 987 | 78 | 28 | 1 | 855.774 | 55.436 | 626.635 | 602.963
6 | 24 | 15 | 950 | 71 | 27 | 1 | 655.696 | 48.493 | 489.674 | 471.308
6 | 24 | 16 | 882 | 62 | 26 | 1 | 420.986 | 40.042 | 308.251 | 295.839
6 | 24 | 17 | 754 | 49 | 23 | 0 | 179.584 | 31.889 | 109.469 | 102.176
6 | 24 | 18 | 436 | 25 | 20 | 0 | 20.724 | 20.278 | 18.201 | 12.766
6 | 24 | 19 | 0 | 0 | 18 | 0 | 0 | 18 | 0 | 0
6 | 24 | 20 | 0 | 0 | 18 | 0 | 0 | 18 | 0 | 0
6 | 24 | 21 | 0 | 0 | 17 | 0 | 0 | 17 | 0 | 0
6 | 24 | 22 | 0 | 0 | 17 | 0 | 0 | 17 | 0 | 0
6 | 24 | 23 | 0 | 0 | 16 | 1 | 0 | 16 | 0 | 0
6 | 25 | 0 | 0 | 0 | 15 | 1 | 0 | 15 | 0 | 0
6 | 25 | 1 | 0 | 0 | 14 | 1 | 0 | 14 | 0 | 0
6 | 25 | 2 | 0 | 0 | 14 | 1 | 0 | 14 | 0 | 0
6 | 25 | 3 | 0 | 0 | 13 | 1 | 0 | 13 | 0 | 0
6 | 25 | 4 | 0 | 0 | 14 | 1 | 0 | 14 | 0 | 0
6 | 25 | 5 | 582 | 34 | 19 | 1 | 40.545 | 18.005 | 26.282 | 20.695
6 | 25 | 6 | 420 | 115 | 23 | 3 | 213.523 | 26.703 | 160.82 | 152.345
6 | 25 | 7 | 913 | 64 | 26 | 4 | 501.623 | 35.937 | 386.364 | 371.538
6 | 25 | 8 | 971 | 72 | 28 | 4 | 729.621 | 43.258 | 564.722 | 543.535
6 | 25 | 9 | 1004 | 77 | 29 | 3 | 915.588 | 50.326 | 690.77 | 664.373
6 | 25 | 10 | 1018 | 84 | 30 | 3 | 1043.852 | 54.49 | 772.157 | 742.083
6 | 25 | 11 | 1024 | 86 | 31 | 2 | 1102.806 | 60.082 | 791.245 | 760.273
6 | 25 | 12 | 1022 | 87 | 32 | 2 | 1091.77 | 60.922 | 779.573 | 749.153
6 | 25 | 13 | 1006 | 87 | 33 | 1 | 1006.233 | 64.353 | 703.941 | 676.966
6 | 25 | 14 | 981 | 84 | 32 | 1 | 857.718 | 59.257 | 614.942 | 591.75
6 | 25 | 15 | 937 | 78 | 32 | 0 | 655.416 | 58.748 | 463.13 | 445.711
6 | 25 | 16 | 874 | 66 | 31 | 0 | 422.317 | 49.572 | 294.712 | 282.695
6 | 25 | 17 | 738 | 52 | 28 | 0 | 180.149 | 36.915 | 108.079 | 100.816
6 | 25 | 18 | 405 | 26 | 24 | 0 | 21.724 | 24.436 | 18.715 | 13.27
6 | 25 | 19 | 0 | 0 | 22 | 0 | 0 | 22 | 0 | 0
6 | 25 | 20 | 0 | 0 | 22 | 0 | 0 | 22 | 0 | 0
6 | 25 | 21 | 0 | 0 | 21 | 0 | 0 | 21 | 0 | 0
6 | 25 | 22 | 0 | 0 | 21 | 1 | 0 | 21 | 0 | 0
6 | 25 | 23 | 0 | 0 | 21 | 1 | 0 | 21 | 0 | 0
6 | 26 | 0 | 0 | 0 | 21 | 1 | 0 | 21 | 0 | 0
6 | 26 | 1 | 0 | 0 | 20 | 1 | 0 | 20 | 0 | 0
6 | 26 | 2 | 0 | 0 | 19 | 1 | 0 | 19 | 0 | 0
6 | 26 | 3 | 0 | 0 | 18 | 1 | 0 | 18 | 0 | 0
6 | 26 | 4 | 0 | 0 | 18 | 1 | 0 | 18 | 0 | 0
6 | 26 | 5 | 312 | 47 | 21 | 1 | 43.56 | 20.18 | 33.33 | 27.608
6 | 26 | 6 | 486 | 104 | 26 | 1 | 219.804 | 31.227 | 159.319 | 150.88
6 | 26 | 7 | 908 | 68 | 29 | 2 | 502.51 | 41.294 | 376.862 | 362.342
6 | 26 | 8 | 968 | 75 | 31 | 2 | 730.052 | 49.744 | 546.213 | 525.741
6 | 26 | 9 | 1003 | 80 | 32 | 2 | 917.408 | 55.851 | 671.737 | 646.165
6 | 26 | 10 | 1018 | 86 | 33 | 2 | 1045.695 | 60.323 | 748.9 | 719.903
6 | 26 | 11 | 1025 | 87 | 34 | 1 | 1104.849 | 67.645 | 758.97 | 729.509
6 | 26 | 12 | 1023 | 87 | 35 | 1 | 1093.007 | 68.464 | 747.177 | 718.258
6 | 26 | 13 | 1012 | 84 | 35 | 1 | 1009.093 | 66.294 | 698.044 | 671.33
6 | 26 | 14 | 989 | 79 | 35 | 1 | 859.5 | 62.145 | 606.247 | 583.409
6 | 26 | 15 | 948 | 73 | 34 | 1 | 657.775 | 55.284 | 473.74 | 455.946
6 | 26 | 16 | 878 | 64 | 33 | 2 | 422.609 | 44.566 | 302.723 | 290.473
6 | 26 | 17 | 744 | 50 | 30 | 1 | 179.841 | 35.832 | 108.101 | 100.838
6 | 26 | 18 | 421 | 26 | 26 | 0 | 21.725 | 26.459 | 18.538 | 13.097
6 | 26 | 19 | 0 | 0 | 24 | 0 | 0 | 24 | 0 | 0
6 | 26 | 20 | 0 | 0 | 23 | 0 | 0 | 23 | 0 | 0
6 | 26 | 21 | 0 | 0 | 21 | 0 | 0 | 21 | 0 | 0
6 | 26 | 22 | 0 | 0 | 20 | 0 | 0 | 20 | 0 | 0
6 | 26 | 23 | 0 | 0 | 20 | 0 | 0 | 20 | 0 | 0
6 | 27 | 0 | 0 | 0 | 19 | 0 | 0 | 19 | 0 | 0
6 | 27 | 1 | 0 | 0 | 19 | 0 | 0 | 19 | 0 | 0
6 | 27 | 2 | 0 | 0 | 18 | 0 | 0 | 18 | 0 | 0
6 | 27 | 3 | 0 | 0 | 18 | 0 | 0 | 18 | 0 | 0
6 | 27 | 4 | 0 | 0 | 19 | 0 | 0 | 19 | 0 | 0
6 | 27 | 5 | 575 | 35 | 22 | 0 | 40.201 | 20.232 | 26.593 | 21
6 | 27 | 6 | 807 | 54 | 26 | 0 | 257.556 | 34.535 | 172.086 | 163.338
6 | 27 | 7 | 911 | 65 | 30 | 0 | 500.249 | 48.651 | 360.888 | 346.874
6 | 27 | 8 | 967 | 74 | 33 | 0 | 727.793 | 59.998 | 514.78 | 495.494
6 | 27 | 9 | 998 | 80 | 34 | 1 | 912.87 | 61.627 | 647.182 | 622.654
6 | 27 | 10 | 1013 | 85 | 35 | 1 | 1039.828 | 66.484 | 718.84 | 691.203
6 | 27 | 11 | 1019 | 87 | 36 | 2 | 1098.978 | 64.723 | 767.9 | 738.026
6 | 27 | 12 | 1015 | 87 | 37 | 2 | 1085.441 | 65.511 | 754.946 | 725.671
6 | 27 | 13 | 997 | 89 | 37 | 2 | 1000.947 | 63.532 | 703.57 | 676.612
6 | 27 | 14 | 970 | 85 | 36 | 3 | 851.226 | 56.338 | 620.315 | 596.903
6 | 27 | 15 | 926 | 79 | 35 | 3 | 650.925 | 50.665 | 480.858 | 462.809
6 | 27 | 16 | 855 | 68 | 34 | 3 | 417.774 | 44.024 | 300.559 | 288.372
6 | 27 | 17 | 715 | 53 | 30 | 2 | 177.998 | 34.569 | 108.777 | 101.499
6 | 27 | 18 | 384 | 27 | 26 | 1 | 20.833 | 25.553 | 17.853 | 12.424
6 | 27 | 19 | 0 | 0 | 23 | 1 | 0 | 23 | 0 | 0
6 | 27 | 20 | 0 | 0 | 21 | 0 | 0 | 21 | 0 | 0
6 | 27 | 21 | 0 | 0 | 20 | 0 | 0 | 20 | 0 | 0
6 | 27 | 22 | 0 | 0 | 19 | 0 | 0 | 19 | 0 | 0
6 | 27 | 23 | 0 | 0 | 18 | 0 | 0 | 18 | 0 | 0
6 | 28 | 0 | 0 | 0 | 18 | 0 | 0 | 18 | 0 | 0
6 | 28 | 1 | 0 | 0 | 18 | 0 | 0 | 18 | 0 | 0
6 | 28 | 2 | 0 | 0 | 18 | 0 | 0 | 18 | 0 | 0
6 | 28 | 3 | 0 | 0 | 18 | 0 | 0 | 18 | 0 | 0
6 | 28 | 4 | 0 | 0 | 19 | 0 | 0 | 19 | 0 | 0
6 | 28 | 5 | 534 | 37 | 22 | 0 | 40.778 | 20.258 | 28.09 | 22.469
6 | 28 | 6 | 469 | 106 | 26 | 0 | 216.44 | 32.933 | 155.983 | 147.624
6 | 28 | 7 | 888 | 70 | 29 | 1 | 493.594 | 43.267 | 366.417 | 352.23
6 | 28 | 8 | 947 | 79 | 32 | 1 | 718.844 | 53.659 | 526.617 | 506.888
6 | 28 | 9 | 980 | 86 | 34 | 1 | 903.649 | 61.352 | 641.652 | 617.356
6 | 28 | 10 | 992 | 94 | 35 | 2 | 1029.064 | 61.81 | 730.814 | 702.639
6 | 28 | 11 | 997 | 97 | 36 | 3 | 1087.32 | 61.446 | 774.145 | 743.979
6 | 28 | 12 | 992 | 98 | 36 | 3 | 1074.226 | 61.288 | 765.467 | 735.706
6 | 28 | 13 | 985 | 91 | 36 | 3 | 992.489 | 59.522 | 713.689 | 686.282
6 | 28 | 14 | 957 | 87 | 35 | 4 | 843.591 | 53.404 | 624.724 | 601.131
6 | 28 | 15 | 911 | 81 | 34 | 4 | 644.316 | 48.1 | 482.606 | 464.495
6 | 28 | 16 | 828 | 74 | 32 | 3 | 412.155 | 41.87 | 300.354 | 288.173
6 | 28 | 17 | 686 | 57 | 29 | 3 | 177.064 | 32.872 | 110.439 | 103.124
6 | 28 | 18 | 357 | 28 | 25 | 2 | 21.753 | 24.506 | 18.734 | 13.288
6 | 28 | 19 | 0 | 0 | 22 | 1 | 0 | 22 | 0 | 0
6 | 28 | 20 | 0 | 0 | 20 | 0 | 0 | 20 | 0 | 0
6 | 28 | 21 | 0 | 0 | 19 | 0 | 0 | 19 | 0 | 0
6 | 28 | 22 | 0 | 0 | 19 | 0 | 0 | 19 | 0 | 0
6 | 28 | 23 | 0 | 0 | 18 | 0 | 0 | 18 | 0 | 0
6 | 29 | 0 | 0 | 0 | 18 | 0 | 0 | 18 | 0 | 0
6 | 29 | 1 | 0 | 0 | 17 | 0 | 0 | 17 | 0 | 0
6 | 29 | 2 | 0 | 0 | 17 | 0 | 0 | 17 | 0 | 0
6 | 29 | 3 | 0 | 0 | 16 | 0 | 0 | 16 | 0 | 0
6 | 29 | 4 | 0 | 0 | 17 | 0 | 0 | 17 | 0 | 0
6 | 29 | 5 | 571 | 34 | 20 | 0 | 37.979 | 17.999 | 25.771 | 20.193
6 | 29 | 6 | 458 | 107 | 24 | 1 | 214.153 | 28.979 | 157.582 | 149.184
6 | 29 | 7 | 909 | 62 | 27 | 2 | 494.906 | 39.088 | 374.759 | 360.306
6 | 29 | 8 | 965 | 69 | 30 | 2 | 720.262 | 48.503 | 542.266 | 521.945
6 | 29 | 9 | 997 | 74 | 33 | 2 | 905.21 | 56.5 | 660.398 | 635.311
6 | 29 | 10 | 1006 | 84 | 34 | 3 | 1031.988 | 58.077 | 748.432 | 719.457
6 | 29 | 11 | 1016 | 85 | 35 | 3 | 1094.193 | 60.633 | 782.63 | 752.065
6 | 29 | 12 | 1016 | 83 | 36 | 4 | 1082.983 | 59.337 | 780.239 | 749.787
6 | 29 | 13 | 1005 | 81 | 35 | 4 | 1001.049 | 56.716 | 731.174 | 702.984
6 | 29 | 14 | 983 | 77 | 34 | 4 | 854.473 | 52.654 | 635.329 | 611.297
6 | 29 | 15 | 943 | 71 | 33 | 4 | 654.552 | 47.334 | 492.081 | 473.628
6 | 29 | 16 | 874 | 63 | 32 | 3 | 421.772 | 42.112 | 306.216 | 293.863
6 | 29 | 17 | 746 | 49 | 29 | 2 | 180.693 | 33.632 | 109.88 | 102.577
6 | 29 | 18 | 435 | 25 | 25 | 1 | 20.694 | 24.524 | 17.82 | 12.392
6 | 29 | 19 | 0 | 0 | 22 | 0 | 0 | 22 | 0 | 0
6 | 29 | 20 | 0 | 0 | 20 | 0 | 0 | 20 | 0 | 0
6 | 29 | 21 | 0 | 0 | 19 | 0 | 0 | 19 | 0 | 0
6 | 29 | 22 | 0 | 0 | 18 | 0 | 0 | 18 | 0 | 0
6 | 29 | 23 | 0 | 0 | 17 | 0 | 0 | 17 | 0 | 0
6 | 30 | 0 | 0 | 0 | 16 | 0 | 0 | 16 | 0 | 0
6 | 30 | 1 | 0 | 0 | 16 | 0 | 0 | 16 | 0 | 0
6 | 30 | 2 | 0 | 0 | 15 | 0 | 0 | 15 | 0 | 0
6 | 30 | 3 | 0 | 0 | 15 | 0 | 0 | 15 | 0 | 0
6 | 30 | 4 | 0 | 0 | 16 | 0 | 0 | 16 | 0 | 0
6 | 30 | 5 | 381 | 41 | 20 | 0 | 38.386 | 18.004 | 29.056 | 23.416
6 | 30 | 6 | 550 | 90 | 24 | 0 | 222.039 | 31.078 | 157.968 | 149.562
6 | 30 | 7 | 935 | 56 | 28 | 2 | 500.495 | 40.251 | 376.315 | 361.813
6 | 30 | 8 | 985 | 63 | 31 | 3 | 727.016 | 47.616 | 549.791 | 529.182
6 | 30 | 9 | 1014 | 68 | 33 | 3 | 912.833 | 54.158 | 674.535 | 648.843
6 | 30 | 10 | 1019 | 78 | 34 | 4 | 1037.993 | 56.176 | 760.75 | 731.207
6 | 30 | 11 | 1025 | 79 | 35 | 4 | 1097.168 | 58.546 | 794.005 | 762.903
6 | 30 | 12 | 1023 | 79 | 36 | 4 | 1086.123 | 59.404 | 782.207 | 751.663
6 | 30 | 13 | 1009 | 78 | 36 | 4 | 1002.117 | 57.721 | 727.898 | 699.855
6 | 30 | 14 | 987 | 74 | 35 | 4 | 855.136 | 53.654 | 632.394 | 608.484
6 | 30 | 15 | 949 | 68 | 34 | 4 | 655.811 | 48.356 | 490.371 | 471.979
6 | 30 | 16 | 13 | 163 | 32 | 3 | 159.245 | 36.102 | 129.271 | 121.534
6 | 30 | 17 | 307 | 103 | 30 | 2 | 149.356 | 33.007 | 107.369 | 100.122
6 | 30 | 18 | 98 | 32 | 27 | 2 | 26.465 | 26.607 | 22.567 | 17.05
6 | 30 | 19 | 0 | 0 | 25 | 2 | 0 | 25 | 0 | 0
6 | 30 | 20 | 0 | 0 | 23 | 1 | 0 | 23 | 0 | 0
6 | 30 | 21 | 0 | 0 | 21 | 1 | 0 | 21 | 0 | 0
6 | 30 | 22 | 0 | 0 | 21 | 1 | 0 | 21 | 0 | 0
6 | 30 | 23 | 0 | 0 | 20 | 1 | 0 | 20 | 0 | 0
7 | 1 | 0 | 0 | 0 | 19 | 1 | 0 | 19 | 0 | 0
7 | 1 | 1 | 0 | 0 | 19 | 0 | 0 | 19 | 0 | 0
7 | 1 | 2 | 0 | 0 | 18 | 0 | 0 | 18 | 0 | 0
7 | 1 | 3 | 0 | 0 | 18 | 0 | 0 | 18 | 0 | 0
7 | 1 | 4 | 0 | 0 | 19 | 0 | 0 | 19 | 0 | 0
7 | 1 | 5 | 283 | 46 | 21 | 0 | 40.452 | 19.19 | 32.22 | 26.52
7 | 1 | 6 | 361 | 121 | 25 | 0 | 201.925 | 31.318 | 150.379 | 142.152
7 | 1 | 7 | 837 | 73 | 28 | 0 | 470.448 | 45.347 | 345.534 | 331.998
7 | 1 | 8 | 488 | 273 | 31 | 0 | 598.918 | 54.018 | 440.341 | 423.715
7 | 1 | 9 | 445 | 390 | 34 | 0 | 760.932 | 62.421 | 537.841 | 517.689
7 | 1 | 10 | 368 | 462 | 35 | 1 | 810.971 | 60.003 | 582.006 | 560.14
7 | 1 | 11 | 19 | 299 | 36 | 1 | 306.895 | 47.28 | 236.071 | 225.687
7 | 1 | 12 | 464 | 441 | 36 | 2 | 906.97 | 58.365 | 657.027 | 632.083
7 | 1 | 13 | 331 | 443 | 35 | 2 | 747.426 | 55.177 | 550.873 | 530.222
7 | 1 | 14 | 3 | 116 | 34 | 3 | 112.952 | 37.292 | 91.43 | 84.529
7 | 1 | 15 | 11 | 188 | 33 | 3 | 185.688 | 36.446 | 150.823 | 142.585
7 | 1 | 16 | 321 | 197 | 32 | 2 | 319.116 | 39.543 | 245.428 | 234.793
7 | 1 | 17 | 256 | 108 | 30 | 2 | 144.652 | 33.387 | 105.962 | 98.746
7 | 1 | 18 | 276 | 30 | 27 | 1 | 23.622 | 26.515 | 20.151 | 14.679
7 | 1 | 19 | 0 | 0 | 25 | 1 | 0 | 25 | 0 | 0
7 | 1 | 20 | 0 | 0 | 23 | 0 | 0 | 23 | 0 | 0
7 | 1 | 21 | 0 | 0 | 22 | 0 | 0 | 22 | 0 | 0
7 | 1 | 22 | 0 | 0 | 22 | 0 | 0 | 22 | 0 | 0
7 | 1 | 23 | 0 | 0 | 21 | 0 | 0 | 21 | 0 | 0
7 | 2 | 0 | 0 | 0 | 21 | 0 | 0 | 21 | 0 | 0
7 | 2 | 1 | 0 | 0 | 21 | 0 | 0 | 21 | 0 | 0
7 | 2 | 2 | 0 | 0 | 21 | 0 | 0 | 21 | 0 | 0
7 | 2 | 3 | 0 | 0 | 21 | 0 | 0 | 21 | 0 | 0
7 | 2 | 4 | 0 | 0 | 21 | 0 | 0 | 21 | 0 | 0
7 | 2 | 5 | 409 | 42 | 23 | 0 | 38.915 | 21.255 | 29.353 | 23.707
7 | 2 | 6 | 403 | 114 | 25 | 0 | 205.617 | 31.464 | 151.23 | 142.983
7 | 2 | 7 | 357 | 217 | 28 | 0 | 376.834 | 42.187 | 288.915 | 277.066
7 | 2 | 8 | 892 | 83 | 30 | 0 | 683.973 | 55.161 | 496.952 | 478.322
7 | 2 | 9 | 461 | 384 | 32 | 1 | 768.42 | 55.716 | 563.875 | 542.721
7 | 2 | 10 | 453 | 466 | 33 | 1 | 894.753 | 60.343 | 640.888 | 616.623
7 | 2 | 11 | 509 | 468 | 34 | 1 | 982.614 | 64.015 | 689.422 | 663.085
7 | 2 | 12 | 961 | 97 | 35 | 2 | 1044.104 | 62.36 | 739.487 | 710.92
7 | 2 | 13 | 939 | 102 | 35 | 2 | 963.453 | 60.641 | 688.496 | 662.199
7 | 2 | 14 | 909 | 99 | 34 | 3 | 820.038 | 53.624 | 606.695 | 583.839
7 | 2 | 15 | 860 | 93 | 33 | 3 | 627.08 | 48.087 | 470.186 | 452.518
7 | 2 | 16 | 323 | 197 | 32 | 3 | 320.179 | 39.736 | 245.997 | 235.346
7 | 2 | 17 | 665 | 57 | 30 | 2 | 174.779 | 34.18 | 108.959 | 101.677
7 | 2 | 18 | 348 | 28 | 27 | 1 | 21.75 | 26.606 | 18.546 | 13.104
7 | 2 | 19 | 0 | 0 | 25 | 1 | 0 | 25 | 0 | 0
7 | 2 | 20 | 0 | 0 | 23 | 0 | 0 | 23 | 0 | 0
7 | 2 | 21 | 0 | 0 | 22 | 0 | 0 | 22 | 0 | 0
7 | 2 | 22 | 0 | 0 | 21 | 0 | 0 | 21 | 0 | 0
7 | 2 | 23 | 0 | 0 | 20 | 0 | 0 | 20 | 0 | 0
7 | 3 | 0 | 0 | 0 | 20 | 0 | 0 | 20 | 0 | 0
7 | 3 | 1 | 0 | 0 | 19 | 0 | 0 | 19 | 0 | 0
7 | 3 | 2 | 0 | 0 | 19 | 0 | 0 | 19 | 0 | 0
7 | 3 | 3 | 0 | 0 | 19 | 0 | 0 | 19 | 0 | 0
7 | 3 | 4 | 0 | 0 | 20 | 0 | 0 | 20 | 0 | 0
7 | 3 | 5 | 492 | 36 | 22 | 0 | 34.14 | 19.969 | 24.766 | 19.207
7 | 3 | 6 | 394 | 115 | 26 | 0 | 203.93 | 32.37 | 149.584 | 141.376
7 | 3 | 7 | 850 | 70 | 29 | 0 | 472.365 | 46.408 | 344.676 | 331.167
7 | 3 | 8 | 469 | 274 | 32 | 1 | 586.732 | 49.915 | 441.065 | 424.414
7 | 3 | 9 | 455 | 384 | 34 | 1 | 763.395 | 57.146 | 555.789 | 534.949
7 | 3 | 10 | 428 | 477 | 35 | 2 | 882.281 | 58.005 | 640.291 | 616.052
7 | 3 | 11 | 511 | 465 | 35 | 2 | 981.923 | 60.656 | 702.257 | 675.357
7 | 3 | 12 | 438 | 392 | 35 | 3 | 834.314 | 54.953 | 615.888 | 592.657
7 | 3 | 13 | 527 | 373 | 35 | 3 | 862.478 | 55.25 | 635.32 | 611.288
7 | 3 | 14 | 920 | 93 | 34 | 4 | 823.229 | 51.773 | 615.168 | 591.967
7 | 3 | 15 | 875 | 86 | 33 | 4 | 629.916 | 46.771 | 475.488 | 457.631
7 | 3 | 16 | 813 | 71 | 31 | 3 | 405.598 | 40.683 | 297.677 | 285.574
7 | 3 | 17 | 683 | 54 | 29 | 3 | 175.503 | 32.819 | 109.342 | 102.051
7 | 3 | 18 | 380 | 26 | 26 | 2 | 19.905 | 25.483 | 17.064 | 11.65
7 | 3 | 19 | 0 | 0 | 24 | 1 | 0 | 24 | 0 | 0
7 | 3 | 20 | 0 | 0 | 22 | 0 | 0 | 22 | 0 | 0
7 | 3 | 21 | 0 | 0 | 21 | 0 | 0 | 21 | 0 | 0
7 | 3 | 22 | 0 | 0 | 20 | 0 | 0 | 20 | 0 | 0
7 | 3 | 23 | 0 | 0 | 19 | 0 | 0 | 19 | 0 | 0
7 | 4 | 0 | 0 | 0 | 19 | 0 | 0 | 19 | 0 | 0
7 | 4 | 1 | 0 | 0 | 18 | 0 | 0 | 18 | 0 | 0
7 | 4 | 2 | 0 | 0 | 18 | 0 | 0 | 18 | 0 | 0
7 | 4 | 3 | 0 | 0 | 18 | 0 | 0 | 18 | 0 | 0
7 | 4 | 4 | 0 | 0 | 19 | 0 | 0 | 19 | 0 | 0
7 | 4 | 5 | 123 | 51 | 21 | 0 | 43.499 | 19.329 | 37.152 | 31.357
7 | 4 | 6 | 297 | 128 | 25 | 0 | 191.554 | 30.928 | 145.125 | 137.022
7 | 4 | 7 | 910 | 60 | 28 | 1 | 489.985 | 42.065 | 364.889 | 350.75
7 | 4 | 8 | 967 | 67 | 31 | 2 | 717.023 | 49.39 | 537.102 | 516.977
7 | 4 | 9 | 1001 | 72 | 33 | 2 | 905.025 | 56.487 | 660.263 | 635.181
7 | 4 | 10 | 1019 | 77 | 34 | 3 | 1036.791 | 58.18 | 751.479 | 722.364
7 | 4 | 11 | 1030 | 77 | 35 | 3 | 1100.806 | 60.783 | 786.695 | 755.938
7 | 4 | 12 | 1032 | 76 | 35 | 4 | 1093.362 | 58.58 | 791.065 | 760.102
7 | 4 | 13 | 1015 | 79 | 35 | 4 | 1010.597 | 56.925 | 737.329 | 708.86
7 | 4 | 14 | 995 | 75 | 34 | 4 | 864.737 | 52.878 | 642.268 | 617.946
7 | 4 | 15 | 959 | 69 | 33 | 4 | 665.273 | 47.573 | 499.693 | 480.962
7 | 4 | 16 | 904 | 57 | 31 | 4 | 430.685 | 40.344 | 315.422 | 302.797
7 | 4 | 17 | 784 | 45 | 28 | 3 | 187.552 | 32.144 | 114.382 | 106.98
7 | 4 | 18 | 487 | 24 | 25 | 2 | 19.729 | 24.486 | 16.992 | 11.58
7 | 4 | 19 | 0 | 0 | 22 | 1 | 0 | 22 | 0 | 0
7 | 4 | 20 | 0 | 0 | 20 | 0 | 0 | 20 | 0 | 0
7 | 4 | 21 | 0 | 0 | 19 | 0 | 0 | 19 | 0 | 0
7 | 4 | 22 | 0 | 0 | 18 | 0 | 0 | 18 | 0 | 0
7 | 4 | 23 | 0 | 0 | 17 | 0 | 0 | 17 | 0 | 0
7 | 5 | 0 | 0 | 0 | 17 | 0 | 0 | 17 | 0 | 0
7 | 5 | 1 | 0 | 0 | 16 | 0 | 0 | 16 | 0 | 0
7 | 5 | 2 | 0 | 0 | 16 | 0 | 0 | 16 | 0 | 0
7 | 5 | 3 | 0 | 0 | 16 | 0 | 0 | 16 | 0 | 0
7 | 5 | 4 | 0 | 0 | 17 | 0 | 0 | 17 | 0 | 0
7 | 5 | 5 | 243 | 46 | 19 | 0 | 38.573 | 16.976 | 32.165 | 26.465
7 | 5 | 6 | 396 | 114 | 23 | 1 | 202.783 | 27.601 | 151.922 | 143.659
7 | 5 | 7 | 918 | 60 | 27 | 2 | 493.087 | 39.007 | 372.813 | 358.423
7 | 5 | 8 | 973 | 67 | 30 | 3 | 720.57 | 46.469 | 548.092 | 527.548
7 | 5 | 9 | 1003 | 73 | 32 | 3 | 907.474 | 53.051 | 674.592 | 648.897
7 | 5 | 10 | 1010 | 83 | 33 | 4 | 1034.469 | 55.12 | 762.576 | 732.948
7 | 5 | 11 | 1018 | 84 | 34 | 4 | 1096.241 | 57.549 | 797.752 | 766.471
7 | 5 | 12 | 1017 | 83 | 35 | 4 | 1086.129 | 58.429 | 786.497 | 755.75
7 | 5 | 13 | 1009 | 79 | 34 | 4 | 1005.62 | 55.836 | 738.12 | 709.615
7 | 5 | 14 | 990 | 74 | 33 | 4 | 860.319 | 51.796 | 642.74 | 618.399
7 | 5 | 15 | 955 | 68 | 32 | 4 | 662.313 | 46.511 | 500.279 | 481.526
7 | 5 | 16 | 893 | 59 | 31 | 4 | 428.579 | 40.294 | 314.206 | 301.618
7 | 5 | 17 | 773 | 47 | 28 | 3 | 187.679 | 32.142 | 115.071 | 107.654
7 | 5 | 18 | 473 | 24 | 24 | 1 | 19.73 | 23.491 | 17.072 | 11.658
7 | 5 | 19 | 0 | 0 | 21 | 1 | 0 | 21 | 0 | 0
7 | 5 | 20 | 0 | 0 | 19 | 0 | 0 | 19 | 0 | 0
7 | 5 | 21 | 0 | 0 | 18 | 0 | 0 | 18 | 0 | 0
7 | 5 | 22 | 0 | 0 | 17 | 0 | 0 | 17 | 0 | 0
7 | 5 | 23 | 0 | 0 | 16 | 0 | 0 | 16 | 0 | 0
7 | 6 | 0 | 0 | 0 | 15 | 0 | 0 | 15 | 0 | 0
7 | 6 | 1 | 0 | 0 | 15 | 0 | 0 | 15 | 0 | 0
7 | 6 | 2 | 0 | 0 | 14 | 0 | 0 | 14 | 0 | 0
7 | 6 | 3 | 0 | 0 | 14 | 0 | 0 | 14 | 0 | 0
7 | 6 | 4 | 0 | 0 | 15 | 0 | 0 | 15 | 0 | 0
7 | 6 | 5 | 259 | 45 | 18 | 0 | 37.614 | 15.858 | 31.547 | 25.859
7 | 6 | 6 | 486 | 99 | 22 | 0 | 210.679 | 28.563 | 153.297 | 145.001
7 | 6 | 7 | 937 | 60 | 26 | 1 | 501.342 | 40.497 | 376.055 | 361.56
7 | 6 | 8 | 990 | 67 | 30 | 2 | 731.471 | 48.796 | 549.569 | 528.968
7 | 6 | 9 | 1019 | 73 | 33 | 2 | 920.507 | 56.893 | 670.04 | 644.542
7 | 6 | 10 | 1034 | 76 | 34 | 3 | 1049.875 | 58.492 | 759.639 | 730.147
7 | 6 | 11 | 1039 | 79 | 35 | 3 | 1112.229 | 61.053 | 793.651 | 762.565
7 | 6 | 12 | 1034 | 79 | 36 | 4 | 1099.188 | 59.688 | 790.366 | 759.437
7 | 6 | 13 | 1017 | 80 | 35 | 4 | 1014.467 | 57.012 | 739.809 | 711.227
7 | 6 | 14 | 992 | 77 | 34 | 4 | 865.51 | 52.9 | 642.809 | 618.465
7 | 6 | 15 | 951 | 71 | 33 | 4 | 663.387 | 47.536 | 498.5 | 479.813
7 | 6 | 16 | 883 | 62 | 31 | 4 | 427.834 | 40.28 | 313.982 | 301.401
7 | 6 | 17 | 755 | 49 | 28 | 3 | 184.738 | 32.071 | 113.619 | 106.234
7 | 6 | 18 | 443 | 25 | 25 | 1 | 20.735 | 24.545 | 17.854 | 12.425
7 | 6 | 19 | 0 | 0 | 22 | 1 | 0 | 22 | 0 | 0
7 | 6 | 20 | 0 | 0 | 20 | 0 | 0 | 20 | 0 | 0
7 | 6 | 21 | 0 | 0 | 19 | 0 | 0 | 19 | 0 | 0
7 | 6 | 22 | 0 | 0 | 17 | 0 | 0 | 17 | 0 | 0
7 | 6 | 23 | 0 | 0 | 16 | 0 | 0 | 16 | 0 | 0
7 | 7 | 0 | 0 | 0 | 16 | 0 | 0 | 16 | 0 | 0
7 | 7 | 1 | 0 | 0 | 15 | 0 | 0 | 15 | 0 | 0
7 | 7 | 2 | 0 | 0 | 15 | 0 | 0 | 15 | 0 | 0
7 | 7 | 3 | 0 | 0 | 14 | 0 | 0 | 14 | 0 | 0
7 | 7 | 4 | 0 | 0 | 15 | 0 | 0 | 15 | 0 | 0
7 | 7 | 5 | 257 | 44 | 18 | 0 | 36.447 | 15.805 | 30.753 | 25.08
7 | 7 | 6 | 458 | 103 | 22 | 1 | 207.092 | 26.707 | 153.001 | 144.713
7 | 7 | 7 | 925 | 62 | 26 | 2 | 497.082 | 38.124 | 377.379 | 362.842
7 | 7 | 8 | 981 | 70 | 29 | 2 | 728.089 | 47.723 | 550.148 | 529.525
7 | 7 | 9 | 1013 | 75 | 31 | 3 | 917.397 | 52.309 | 684.7 | 658.568
7 | 7 | 10 | 1027 | 80 | 32 | 3 | 1047.443 | 56.501 | 766.299 | 736.499
7 | 7 | 11 | 1034 | 82 | 33 | 4 | 1110.583 | 56.885 | 811.168 | 779.245
7 | 7 | 12 | 1031 | 82 | 34 | 4 | 1099.708 | 57.751 | 799.344 | 767.988
7 | 7 | 13 | 1019 | 80 | 33 | 4 | 1016.811 | 55.108 | 749.334 | 720.317
7 | 7 | 14 | 995 | 77 | 32 | 4 | 868.42 | 50.998 | 651.625 | 626.91
7 | 7 | 15 | 956 | 71 | 31 | 4 | 666.974 | 45.629 | 506.252 | 487.28
7 | 7 | 16 | 891 | 62 | 29 | 4 | 431.507 | 38.355 | 319.791 | 307.036
7 | 7 | 17 | 766 | 48 | 26 | 3 | 186.025 | 30.077 | 115.215 | 107.794
7 | 7 | 18 | 457 | 25 | 22 | 2 | 20.756 | 21.42 | 18.134 | 12.7
7 | 7 | 19 | 0 | 0 | 20 | 1 | 0 | 20 | 0 | 0
7 | 7 | 20 | 0 | 0 | 18 | 1 | 0 | 18 | 0 | 0
7 | 7 | 21 | 0 | 0 | 16 | 1 | 0 | 16 | 0 | 0
7 | 7 | 22 | 0 | 0 | 15 | 1 | 0 | 15 | 0 | 0
7 | 7 | 23 | 0 | 0 | 14 | 0 | 0 | 14 | 0 | 0
7 | 8 | 0 | 0 | 0 | 14 | 0 | 0 | 14 | 0 | 0
7 | 8 | 1 | 0 | 0 | 14 | 0 | 0 | 14 | 0 | 0
7 | 8 | 2 | 0 | 0 | 13 | 0 | 0 | 13 | 0 | 0
7 | 8 | 3 | 0 | 0 | 13 | 0 | 0 | 13 | 0 | 0
7 | 8 | 4 | 0 | 0 | 14 | 0 | 0 | 14 | 0 | 0
7 | 8 | 5 | 260 | 44 | 18 | 0 | 36.142 | 15.777 | 32.399 | 26.695
7 | 8 | 6 | 474 | 100 | 22 | 0 | 207.812 | 28.431 | 151.512 | 143.258
7 | 8 | 7 | 928 | 63 | 25 | 1 | 498.856 | 39.424 | 376.202 | 361.703
7 | 8 | 8 | 984 | 70 | 28 | 1 | 729.675 | 50.119 | 544.362 | 523.961
7 | 8 | 9 | 1015 | 76 | 31 | 2 | 919.905 | 54.946 | 676.805 | 651.015
7 | 8 | 10 | 1029 | 82 | 32 | 2 | 1051.43 | 59.511 | 756.443 | 727.099
7 | 8 | 11 | 631 | 381 | 33 | 3 | 1020.347 | 57.167 | 744.114 | 715.335
7 | 8 | 12 | 646 | 367 | 33 | 3 | 1015.945 | 57.007 | 741.537 | 712.876
7 | 8 | 13 | 1017 | 82 | 33 | 4 | 1017.536 | 54.974 | 750.427 | 721.36
7 | 8 | 14 | 992 | 78 | 32 | 4 | 867.594 | 50.982 | 651.081 | 626.389
7 | 8 | 15 | 270 | 308 | 30 | 4 | 468.589 | 40.52 | 369.989 | 355.688
7 | 8 | 16 | 324 | 196 | 28 | 3 | 320.962 | 35.341 | 252.16 | 241.341
7 | 8 | 17 | 584 | 64 | 25 | 3 | 166.178 | 28.318 | 109.183 | 101.895
7 | 8 | 18 | 107 | 31 | 22 | 2 | 25.688 | 21.486 | 22.435 | 16.921
7 | 8 | 19 | 0 | 0 | 20 | 1 | 0 | 20 | 0 | 0
7 | 8 | 20 | 0 | 0 | 18 | 1 | 0 | 18 | 0 | 0
7 | 8 | 21 | 0 | 0 | 16 | 1 | 0 | 16 | 0 | 0
7 | 8 | 22 | 0 | 0 | 15 | 1 | 0 | 15 | 0 | 0
7 | 8 | 23 | 0 | 0 | 15 | 0 | 0 | 15 | 0 | 0
7 | 9 | 0 | 0 | 0 | 14 | 0 | 0 | 14 | 0 | 0
7 | 9 | 1 | 0 | 0 | 14 | 0 | 0 | 14 | 0 | 0
7 | 9 | 2 | 0 | 0 | 14 | 0 | 0 | 14 | 0 | 0
7 | 9 | 3 | 0 | 0 | 14 | 0 | 0 | 14 | 0 | 0
7 | 9 | 4 | 0 | 0 | 15 | 0 | 0 | 15 | 0 | 0
7 | 9 | 5 | 193 | 46 | 18 | 0 | 36.947 | 15.828 | 33.113 | 27.395
7 | 9 | 6 | 405 | 110 | 22 | 1 | 199.893 | 26.481 | 149.688 | 141.477
7 | 9 | 7 | 917 | 62 | 26 | 1 | 492.109 | 40.179 | 369.598 | 355.31
7 | 9 | 8 | 973 | 71 | 29 | 2 | 722.969 | 47.583 | 546.643 | 526.155
7 | 9 | 9 | 1005 | 77 | 31 | 2 | 912.509 | 54.752 | 672.077 | 646.491
7 | 9 | 10 | 1022 | 81 | 33 | 3 | 1043.935 | 57.381 | 760.025 | 730.515
7 | 9 | 11 | 1031 | 81 | 34 | 3 | 1107.172 | 59.97 | 794.884 | 763.74
7 | 9 | 12 | 1028 | 82 | 34 | 3 | 1097.628 | 59.898 | 788.32 | 757.487
7 | 9 | 13 | 1012 | 82 | 34 | 4 | 1013.468 | 56.013 | 743.185 | 714.449
7 | 9 | 14 | 990 | 76 | 33 | 4 | 864.481 | 51.894 | 645.586 | 621.126
7 | 9 | 15 | 949 | 71 | 32 | 4 | 663.542 | 46.543 | 501.329 | 482.539
7 | 9 | 16 | 877 | 63 | 29 | 4 | 427.365 | 38.261 | 317.104 | 304.429
7 | 9 | 17 | 741 | 50 | 26 | 3 | 183.661 | 30.012 | 114.603 | 107.196
7 | 9 | 18 | 418 | 25 | 23 | 2 | 20.766 | 22.44 | 18.057 | 12.624
7 | 9 | 19 | 0 | 0 | 21 | 1 | 0 | 21 | 0 | 0
7 | 9 | 20 | 0 | 0 | 20 | 1 | 0 | 20 | 0 | 0
7 | 9 | 21 | 0 | 0 | 19 | 0 | 0 | 19 | 0 | 0
7 | 9 | 22 | 0 | 0 | 19 | 0 | 0 | 19 | 0 | 0
7 | 9 | 23 | 0 | 0 | 18 | 0 | 0 | 18 | 0 | 0
7 | 10 | 0 | 0 | 0 | 18 | 0 | 0 | 18 | 0 | 0
7 | 10 | 1 | 0 | 0 | 17 | 0 | 0 | 17 | 0 | 0
7 | 10 | 2 | 0 | 0 | 17 | 0 | 0 | 17 | 0 | 0
7 | 10 | 3 | 0 | 0 | 18 | 0 | 0 | 18 | 0 | 0
7 | 10 | 4 | 0 | 0 | 18 | 0 | 0 | 18 | 0 | 0
7 | 10 | 5 | 281 | 41 | 20 | 0 | 33.168 | 17.792 | 29.463 | 23.815
7 | 10 | 6 | 766 | 52 | 23 | 1 | 234.358 | 28.574 | 158.854 | 150.426
7 | 10 | 7 | 877 | 64 | 26 | 1 | 474.885 | 39.821 | 357.449 | 343.543
7 | 10 | 8 | 339 | 314 | 28 | 1 | 534.667 | 44.532 | 414.162 | 398.422
7 | 10 | 9 | 966 | 80 | 30 | 1 | 883.198 | 56.355 | 644.802 | 620.374
7 | 10 | 10 | 538 | 411 | 33 | 2 | 925.325 | 57.407 | 673.727 | 648.069
7 | 10 | 11 | 283 | 506 | 34 | 2 | 795.197 | 55.394 | 585.619 | 563.609
7 | 10 | 12 | 985 | 88 | 35 | 3 | 1061.822 | 59.455 | 764.504 | 734.787
7 | 10 | 13 | 973 | 84 | 35 | 3 | 980.267 | 58.265 | 709.94 | 682.7
7 | 10 | 14 | 945 | 82 | 34 | 3 | 835.434 | 53.995 | 616.896 | 593.625
7 | 10 | 15 | 637 | 195 | 32 | 3 | 593.049 | 46.372 | 450.95 | 433.958
7 | 10 | 16 | 668 | 108 | 31 | 3 | 383.197 | 40.087 | 285.386 | 273.638
7 | 10 | 17 | 476 | 80 | 28 | 2 | 161.583 | 31.991 | 109.151 | 101.864
7 | 10 | 18 | 256 | 28 | 26 | 2 | 21.798 | 25.488 | 18.686 | 13.241
7 | 10 | 19 | 0 | 0 | 24 | 1 | 0 | 24 | 0 | 0
7 | 10 | 20 | 0 | 0 | 22 | 1 | 0 | 22 | 0 | 0
7 | 10 | 21 | 0 | 0 | 22 | 0 | 0 | 22 | 0 | 0
7 | 10 | 22 | 0 | 0 | 22 | 0 | 0 | 22 | 0 | 0
7 | 10 | 23 | 0 | 0 | 22 | 0 | 0 | 22 | 0 | 0
7 | 11 | 0 | 0 | 0 | 21 | 0 | 0 | 21 | 0 | 0
7 | 11 | 1 | 0 | 0 | 21 | 0 | 0 | 21 | 0 | 0
7 | 11 | 2 | 0 | 0 | 20 | 0 | 0 | 20 | 0 | 0
7 | 11 | 3 | 0 | 0 | 20 | 0 | 0 | 20 | 0 | 0
7 | 11 | 4 | 0 | 0 | 20 | 0 | 0 | 20 | 0 | 0
7 | 11 | 5 | 257 | 43 | 23 | 0 | 34.308 | 21.033 | 30.027 | 24.368
7 | 11 | 6 | 410 | 108 | 27 | 1 | 198.573 | 31.543 | 144.695 | 136.602
7 | 11 | 7 | 864 | 64 | 30 | 1 | 468.286 | 43.45 | 345.983 | 332.433
7 | 11 | 8 | 925 | 73 | 33 | 2 | 692.341 | 50.693 | 514.944 | 495.651
7 | 11 | 9 | 960 | 79 | 35 | 2 | 877.118 | 57.696 | 635.626 | 611.581
7 | 11 | 10 | 975 | 85 | 36 | 2 | 1004.156 | 62.121 | 711.858 | 684.533
7 | 11 | 11 | 981 | 89 | 37 | 2 | 1066.311 | 64.836 | 744.599 | 715.799
7 | 11 | 12 | 974 | 93 | 38 | 3 | 1056.484 | 62.804 | 746.379 | 717.497
7 | 11 | 13 | 946 | 101 | 37 | 3 | 973.214 | 60.046 | 697.858 | 671.152
7 | 11 | 14 | 917 | 98 | 36 | 3 | 829.881 | 55.818 | 606.798 | 583.938
7 | 11 | 15 | 870 | 90 | 35 | 3 | 634.36 | 50.253 | 470.453 | 452.775
7 | 11 | 16 | 797 | 76 | 34 | 3 | 406.692 | 43.736 | 294.659 | 282.644
7 | 11 | 17 | 194 | 111 | 31 | 2 | 136.949 | 34.485 | 102.307 | 95.171
7 | 11 | 18 | 97 | 30 | 28 | 1 | 24.898 | 27.561 | 21.135 | 15.645
7 | 11 | 19 | 0 | 0 | 25 | 1 | 0 | 25 | 0 | 0
7 | 11 | 20 | 0 | 0 | 23 | 0 | 0 | 23 | 0 | 0
7 | 11 | 21 | 0 | 0 | 22 | 0 | 0 | 22 | 0 | 0
7 | 11 | 22 | 0 | 0 | 21 | 0 | 0 | 21 | 0 | 0
7 | 11 | 23 | 0 | 0 | 21 | 0 | 0 | 21 | 0 | 0
7 | 12 | 0 | 0 | 0 | 20 | 0 | 0 | 20 | 0 | 0
7 | 12 | 1 | 0 | 0 | 20 | 0 | 0 | 20 | 0 | 0
7 | 12 | 2 | 0 | 0 | 19 | 0 | 0 | 19 | 0 | 0
7 | 12 | 3 | 0 | 0 | 19 | 0 | 0 | 19 | 0 | 0
7 | 12 | 4 | 0 | 0 | 20 | 0 | 0 | 20 | 0 | 0
7 | 12 | 5 | 510 | 31 | 22 | 0 | 26.718 | 19.633 | 23.535 | 18
7 | 12 | 6 | 393 | 109 | 26 | 1 | 195.092 | 30.371 | 143.438 | 135.374
7 | 12 | 7 | 876 | 62 | 30 | 2 | 471.328 | 41.432 | 351.629 | 337.904
7 | 12 | 8 | 937 | 70 | 33 | 2 | 696.95 | 50.813 | 517.967 | 498.561
7 | 12 | 9 | 971 | 76 | 35 | 2 | 883.062 | 57.849 | 639.377 | 615.176
7 | 12 | 10 | 988 | 82 | 36 | 2 | 1013.443 | 62.352 | 717.496 | 689.92
7 | 12 | 11 | 997 | 84 | 37 | 3 | 1077.456 | 62.172 | 763.974 | 734.282
7 | 12 | 12 | 995 | 85 | 37 | 3 | 1069.521 | 62.134 | 758.482 | 729.044
7 | 12 | 13 | 985 | 81 | 37 | 4 | 989.189 | 58.414 | 715.817 | 688.316
7 | 12 | 14 | 959 | 79 | 36 | 4 | 844.404 | 54.401 | 622.156 | 598.668
7 | 12 | 15 | 918 | 74 | 35 | 4 | 648.487 | 49.183 | 483.366 | 465.228
7 | 12 | 16 | 848 | 64 | 33 | 4 | 417.071 | 42.041 | 303.906 | 291.621
7 | 12 | 17 | 720 | 49 | 30 | 3 | 179.043 | 33.95 | 109.729 | 102.43
7 | 12 | 18 | 410 | 24 | 27 | 1 | 19.806 | 26.564 | 16.892 | 11.481
7 | 12 | 19 | 0 | 0 | 24 | 1 | 0 | 24 | 0 | 0
7 | 12 | 20 | 0 | 0 | 23 | 0 | 0 | 23 | 0 | 0
7 | 12 | 21 | 0 | 0 | 22 | 0 | 0 | 22 | 0 | 0
7 | 12 | 22 | 0 | 0 | 21 | 0 | 0 | 21 | 0 | 0
7 | 12 | 23 | 0 | 0 | 20 | 0 | 0 | 20 | 0 | 0
7 | 13 | 0 | 0 | 0 | 20 | 0 | 0 | 20 | 0 | 0
7 | 13 | 1 | 0 | 0 | 19 | 0 | 0 | 19 | 0 | 0
7 | 13 | 2 | 0 | 0 | 19 | 0 | 0 | 19 | 0 | 0
7 | 13 | 3 | 0 | 0 | 19 | 0 | 0 | 19 | 0 | 0
7 | 13 | 4 | 0 | 0 | 20 | 0 | 0 | 20 | 0 | 0
7 | 13 | 5 | 535 | 29 | 22 | 0 | 24.294 | 19.523 | 21.411 | 15.915
7 | 13 | 6 | 329 | 118 | 26 | 1 | 187.793 | 30.13 | 140.717 | 132.716
7 | 13 | 7 | 896 | 57 | 30 | 1 | 475.052 | 43.602 | 350.11 | 336.432
7 | 13 | 8 | 954 | 64 | 33 | 2 | 701.803 | 50.942 | 521.104 | 501.582
7 | 13 | 9 | 987 | 70 | 35 | 2 | 890.057 | 58.027 | 643.781 | 619.396
7 | 13 | 10 | 1006 | 73 | 36 | 2 | 1021.276 | 62.552 | 722.215 | 694.428
7 | 13 | 11 | 1013 | 75 | 37 | 3 | 1084.511 | 62.337 | 768.254 | 738.363
7 | 13 | 12 | 1011 | 76 | 37 | 4 | 1076.572 | 60.168 | 772.03 | 741.962
7 | 13 | 13 | 991 | 81 | 37 | 4 | 995.181 | 58.545 | 719.632 | 691.96
7 | 13 | 14 | 970 | 76 | 36 | 4 | 850.508 | 54.534 | 626.197 | 602.543
7 | 13 | 15 | 932 | 70 | 35 | 4 | 653.467 | 49.296 | 486.727 | 468.467
7 | 13 | 16 | 866 | 61 | 33 | 4 | 421.717 | 42.147 | 306.879 | 294.507
7 | 13 | 17 | 740 | 47 | 30 | 3 | 180.813 | 34.002 | 110.112 | 102.804
7 | 13 | 18 | 428 | 23 | 26 | 1 | 18.834 | 25.502 | 16.144 | 10.747
7 | 13 | 19 | 0 | 0 | 24 | 1 | 0 | 24 | 0 | 0
7 | 13 | 20 | 0 | 0 | 22 | 0 | 0 | 22 | 0 | 0
7 | 13 | 21 | 0 | 0 | 21 | 0 | 0 | 21 | 0 | 0
7 | 13 | 22 | 0 | 0 | 20 | 0 | 0 | 20 | 0 | 0
7 | 13 | 23 | 0 | 0 | 19 | 0 | 0 | 19 | 0 | 0
7 | 14 | 0 | 0 | 0 | 19 | 0 | 0 | 19 | 0 | 0
7 | 14 | 1 | 0 | 0 | 18 | 0 | 0 | 18 | 0 | 0
7 | 14 | 2 | 0 | 0 | 18 | 0 | 0 | 18 | 0 | 0
7 | 14 | 3 | 0 | 0 | 18 | 0 | 0 | 18 | 0 | 0
7 | 14 | 4 | 0 | 0 | 19 | 0 | 0 | 19 | 0 | 0
7 | 14 | 5 | 527 | 29 | 22 | 0 | 23.692 | 19.485 | 20.884 | 15.398
7 | 14 | 6 | 372 | 111 | 26 | 0 | 191.324 | 31.756 | 140.357 | 132.365
7 | 14 | 7 | 886 | 60 | 29 | 1 | 472.921 | 42.559 | 350.506 | 336.816
7 | 14 | 8 | 944 | 68 | 32 | 1 | 698.973 | 53.035 | 513.223 | 493.994
7 | 14 | 9 | 976 | 74 | 34 | 1 | 885.041 | 60.793 | 630.314 | 606.49
7 | 14 | 10 | 992 | 80 | 35 | 2 | 1015.5 | 61.447 | 722.665 | 694.857
7 | 14 | 11 | 999 | 82 | 36 | 2 | 1078.111 | 64.183 | 755.687 | 726.378
7 | 14 | 12 | 997 | 82 | 37 | 3 | 1069.351 | 62.132 | 758.375 | 728.941
7 | 14 | 13 | 987 | 79 | 37 | 3 | 989.938 | 60.429 | 708.321 | 681.153
7 | 14 | 14 | 962 | 76 | 36 | 3 | 844.579 | 56.171 | 616.29 | 593.044
7 | 14 | 15 | 920 | 70 | 35 | 3 | 646.303 | 50.548 | 478.228 | 460.274
7 | 14 | 16 | 408 | 178 | 33 | 3 | 341.278 | 41.272 | 258.378 | 247.388
7 | 14 | 17 | 712 | 48 | 30 | 2 | 176.568 | 34.293 | 107.927 | 100.667
7 | 14 | 18 | 384 | 23 | 27 | 1 | 18.834 | 26.521 | 16.066 | 10.671
7 | 14 | 19 | 0 | 0 | 24 | 1 | 0 | 24 | 0 | 0
7 | 14 | 20 | 0 | 0 | 23 | 0 | 0 | 23 | 0 | 0
7 | 14 | 21 | 0 | 0 | 22 | 0 | 0 | 22 | 0 | 0
7 | 14 | 22 | 0 | 0 | 21 | 0 | 0 | 21 | 0 | 0
7 | 14 | 23 | 0 | 0 | 21 | 0 | 0 | 21 | 0 | 0
7 | 15 | 0 | 0 | 0 | 21 | 0 | 0 | 21 | 0 | 0
7 | 15 | 1 | 0 | 0 | 20 | 0 | 0 | 20 | 0 | 0
7 | 15 | 2 | 0 | 0 | 20 | 0 | 0 | 20 | 0 | 0
7 | 15 | 3 | 0 | 0 | 20 | 0 | 0 | 20 | 0 | 0
7 | 15 | 4 | 0 | 0 | 21 | 0 | 0 | 21 | 0 | 0
7 | 15 | 5 | 196 | 42 | 23 | 0 | 32.18 | 20.949 | 28.176 | 22.553
7 | 15 | 6 | 354 | 113 | 27 | 0 | 188.624 | 32.766 | 138.318 | 130.373
7 | 15 | 7 | 871 | 62 | 31 | 0 | 467.493 | 48.119 | 336.682 | 323.417
7 | 15 | 8 | 931 | 70 | 34 | 1 | 692.123 | 54.771 | 503.436 | 484.568
7 | 15 | 9 | 963 | 77 | 36 | 2 | 877.36 | 58.672 | 632.34 | 608.432
7 | 15 | 10 | 976 | 84 | 37 | 2 | 1004.77 | 63.096 | 708.344 | 681.174
7 | 15 | 11 | 980 | 87 | 38 | 3 | 1064.691 | 62.852 | 752.001 | 722.861
7 | 15 | 12 | 974 | 89 | 38 | 3 | 1054.24 | 62.753 | 745.016 | 716.196
7 | 15 | 13 | 491 | 384 | 38 | 3 | 845.211 | 58.28 | 612.316 | 589.231
7 | 15 | 14 | 498 | 340 | 37 | 3 | 739.877 | 54.579 | 545.736 | 525.282
7 | 15 | 15 | 544 | 227 | 36 | 3 | 565.913 | 49.539 | 423.983 | 407.914
7 | 15 | 16 | 796 | 72 | 34 | 3 | 402.965 | 43.496 | 292.174 | 280.231
7 | 15 | 17 | 652 | 55 | 32 | 2 | 172.184 | 36.414 | 106.334 | 99.109
7 | 15 | 18 | 317 | 25 | 29 | 1 | 19.142 | 28.594 | 16.169 | 10.772
7 | 15 | 19 | 0 | 0 | 26 | 0 | 0 | 26 | 0 | 0
7 | 15 | 20 | 0 | 0 | 25 | 0 | 0 | 25 | 0 | 0
7 | 15 | 21 | 0 | 0 | 24 | 0 | 0 | 24 | 0 | 0
7 | 15 | 22 | 0 | 0 | 23 | 0 | 0 | 23 | 0 | 0
7 | 15 | 23 | 0 | 0 | 22 | 0 | 0 | 22 | 0 | 0
7 | 16 | 0 | 0 | 0 | 22 | 0 | 0 | 22 | 0 | 0
7 | 16 | 1 | 0 | 0 | 22 | 0 | 0 | 22 | 0 | 0
7 | 16 | 2 | 0 | 0 | 22 | 0 | 0 | 22 | 0 | 0
7 | 16 | 3 | 0 | 0 | 22 | 0 | 0 | 22 | 0 | 0
7 | 16 | 4 | 0 | 0 | 23 | 0 | 0 | 23 | 0 | 0
7 | 16 | 5 | 197 | 41 | 25 | 0 | 31.422 | 23.058 | 27.244 | 21.638
7 | 16 | 6 | 359 | 111 | 29 | 0 | 187.711 | 34.8 | 135.927 | 128.037
7 | 16 | 7 | 839 | 67 | 33 | 0 | 457.242 | 49.756 | 326.724 | 313.761
7 | 16 | 8 | 903 | 76 | 36 | 0 | 679.419 | 61.199 | 476.913 | 459.006
7 | 16 | 9 | 939 | 83 | 37 | 1 | 863.675 | 63.024 | 607.369 | 584.485
7 | 16 | 10 | 953 | 92 | 38 | 1 | 991.543 | 67.904 | 679.786 | 653.867
7 | 16 | 11 | 57 | 469 | 39 | 2 | 521.487 | 53.909 | 387.18 | 372.328
7 | 16 | 12 | 489 | 470 | 39 | 2 | 965.413 | 63.214 | 680.472 | 654.524
7 | 16 | 13 | 926 | 106 | 39 | 3 | 962.221 | 61.574 | 684.073 | 657.968
7 | 16 | 14 | 882 | 110 | 38 | 3 | 816.165 | 57.463 | 591.49 | 569.246
7 | 16 | 15 | 822 | 106 | 37 | 3 | 622.688 | 51.954 | 458.041 | 440.801
7 | 16 | 16 | 355 | 187 | 35 | 3 | 326.55 | 42.907 | 246.243 | 235.585
7 | 16 | 17 | 252 | 104 | 33 | 3 | 141.561 | 35.93 | 102.335 | 95.198
7 | 16 | 18 | 84 | 28 | 30 | 2 | 23.315 | 29.605 | 19.599 | 14.137
7 | 16 | 19 | 0 | 0 | 27 | 2 | 0 | 27 | 0 | 0
7 | 16 | 20 | 0 | 0 | 25 | 2 | 0 | 25 | 0 | 0
7 | 16 | 21 | 0 | 0 | 23 | 2 | 0 | 23 | 0 | 0
7 | 16 | 22 | 0 | 0 | 21 | 1 | 0 | 21 | 0 | 0
7 | 16 | 23 | 0 | 0 | 21 | 0 | 0 | 21 | 0 | 0
7 | 17 | 0 | 0 | 0 | 21 | 0 | 0 | 21 | 0 | 0
7 | 17 | 1 | 0 | 0 | 21 | 0 | 0 | 21 | 0 | 0
7 | 17 | 2 | 0 | 0 | 21 | 0 | 0 | 21 | 0 | 0
7 | 17 | 3 | 0 | 0 | 21 | 0 | 0 | 21 | 0 | 0
7 | 17 | 4 | 0 | 0 | 22 | 0 | 0 | 22 | 0 | 0
7 | 17 | 5 | 353 | 37 | 24 | 0 | 28.687 | 21.862 | 25.011 | 19.448
7 | 17 | 6 | 414 | 103 | 27 | 0 | 193.006 | 32.916 | 138.774 | 130.818
7 | 17 | 7 | 656 | 124 | 30 | 1 | 427.066 | 42.221 | 320.586 | 307.808
7 | 17 | 8 | 826 | 112 | 33 | 0 | 665.468 | 57.736 | 476.765 | 458.863
7 | 17 | 9 | 871 | 122 | 36 | 0 | 846.743 | 67.094 | 581.7 | 559.845
7 | 17 | 10 | 380 | 466 | 37 | 0 | 829.291 | 68.375 | 567.128 | 545.847
7 | 17 | 11 | 297 | 495 | 38 | 1 | 800.39 | 62.834 | 565.399 | 544.185
7 | 17 | 12 | 14 | 192 | 39 | 1 | 201.83 | 47.234 | 155.29 | 146.947
7 | 17 | 13 | 14 | 196 | 39 | 1 | 204.044 | 44.833 | 158.964 | 150.533
7 | 17 | 14 | 434 | 351 | 39 | 2 | 700.286 | 56.11 | 512.344 | 493.147
7 | 17 | 15 | 173 | 316 | 38 | 2 | 414.933 | 49.51 | 313.483 | 300.916
7 | 17 | 16 | 330 | 191 | 36 | 3 | 320.037 | 43.301 | 241.383 | 230.857
7 | 17 | 17 | 185 | 109 | 34 | 2 | 133.646 | 37.212 | 98.721 | 91.663
7 | 17 | 18 | 58 | 27 | 30 | 2 | 23.858 | 29.594 | 20.056 | 14.586
7 | 17 | 19 | 0 | 0 | 28 | 1 | 0 | 28 | 0 | 0
7 | 17 | 20 | 0 | 0 | 26 | 1 | 0 | 26 | 0 | 0
7 | 17 | 21 | 0 | 0 | 24 | 0 | 0 | 24 | 0 | 0
7 | 17 | 22 | 0 | 0 | 24 | 0 | 0 | 24 | 0 | 0
7 | 17 | 23 | 0 | 0 | 23 | 0 | 0 | 23 | 0 | 0
7 | 18 | 0 | 0 | 0 | 23 | 0 | 0 | 23 | 0 | 0
7 | 18 | 1 | 0 | 0 | 23 | 0 | 0 | 23 | 0 | 0
7 | 18 | 2 | 0 | 0 | 23 | 0 | 0 | 23 | 0 | 0
7 | 18 | 3 | 0 | 0 | 24 | 0 | 0 | 24 | 0 | 0
7 | 18 | 4 | 0 | 0 | 24 | 0 | 0 | 24 | 0 | 0
7 | 18 | 5 | 203 | 41 | 27 | 0 | 31.535 | 25.205 | 27.068 | 21.466
7 | 18 | 6 | 366 | 109 | 31 | 0 | 187.012 | 36.858 | 133.595 | 125.759
7 | 18 | 7 | 779 | 87 | 35 | 0 | 448.101 | 51.439 | 318.285 | 305.576
7 | 18 | 8 | 841 | 106 | 38 | 0 | 669.23 | 62.772 | 465.951 | 448.433
7 | 18 | 9 | 875 | 121 | 39 | 0 | 849.127 | 69.997 | 573.411 | 551.884
7 | 18 | 10 | 401 | 476 | 40 | 1 | 859.32 | 66.353 | 594.675 | 572.304
7 | 18 | 11 | 71 | 487 | 41 | 1 | 553.988 | 59.285 | 399.284 | 384.038
7 | 18 | 12 | 358 | 503 | 41 | 2 | 866.621 | 62.942 | 611.796 | 588.732
7 | 18 | 13 | 394 | 457 | 41 | 2 | 825.108 | 62.764 | 582.873 | 560.972
7 | 18 | 14 | 234 | 403 | 40 | 2 | 584.32 | 55.971 | 428.233 | 412.02
7 | 18 | 15 | 560 | 221 | 39 | 2 | 570.817 | 54.004 | 417.406 | 401.558
7 | 18 | 16 | 390 | 179 | 37 | 2 | 335.208 | 46.155 | 247.795 | 237.095
7 | 18 | 17 | 540 | 74 | 35 | 1 | 167.627 | 40.187 | 106.377 | 99.152
7 | 18 | 18 | 195 | 29 | 31 | 0 | 22.52 | 31.563 | 18.752 | 13.306
7 | 18 | 19 | 0 | 0 | 29 | 0 | 0 | 29 | 0 | 0
7 | 18 | 20 | 0 | 0 | 28 | 0 | 0 | 28 | 0 | 0
7 | 18 | 21 | 0 | 0 | 27 | 0 | 0 | 27 | 0 | 0
7 | 18 | 22 | 0 | 0 | 26 | 0 | 0 | 26 | 0 | 0
7 | 18 | 23 | 0 | 0 | 26 | 0 | 0 | 26 | 0 | 0
7 | 19 | 0 | 0 | 0 | 26 | 0 | 0 | 26 | 0 | 0
7 | 19 | 1 | 0 | 0 | 25 | 0 | 0 | 25 | 0 | 0
7 | 19 | 2 | 0 | 0 | 25 | 1 | 0 | 25 | 0 | 0
7 | 19 | 3 | 0 | 0 | 24 | 1 | 0 | 24 | 0 | 0
7 | 19 | 4 | 0 | 0 | 25 | 0 | 0 | 25 | 0 | 0
7 | 19 | 5 | 114 | 42 | 27 | 0 | 34.279 | 25.339 | 29.405 | 23.759
7 | 19 | 6 | 30 | 118 | 31 | 2 | 116.958 | 32.787 | 95.295 | 88.31
7 | 19 | 7 | 159 | 232 | 34 | 3 | 295.246 | 40.008 | 231.683 | 221.416
7 | 19 | 8 | 449 | 268 | 36 | 3 | 566.57 | 48.573 | 428.833 | 412.6
7 | 19 | 9 | 417 | 369 | 38 | 3 | 715.356 | 54.442 | 528.612 | 508.808
7 | 19 | 10 | 445 | 460 | 39 | 3 | 885.031 | 59.413 | 637.254 | 613.142
7 | 19 | 11 | 24 | 271 | 40 | 3 | 290.4 | 47.76 | 222.82 | 212.787
7 | 19 | 12 | 357 | 481 | 39 | 3 | 843.963 | 57.644 | 613.855 | 590.708
7 | 19 | 13 | 264 | 466 | 38 | 3 | 714.832 | 55.021 | 527.364 | 507.607
7 | 19 | 14 | 435 | 350 | 37 | 4 | 700.813 | 52.006 | 524.318 | 504.675
7 | 19 | 15 | 15 | 212 | 36 | 4 | 211.437 | 40.887 | 167.925 | 159.279
7 | 19 | 16 | 260 | 202 | 34 | 3 | 301.519 | 40.372 | 232.392 | 222.107
7 | 19 | 17 | 615 | 58 | 32 | 2 | 166.086 | 35.943 | 103.522 | 96.359
7 | 19 | 18 | 239 | 25 | 29 | 1 | 19.226 | 28.566 | 16.242 | 10.843
7 | 19 | 19 | 0 | 0 | 27 | 1 | 0 | 27 | 0 | 0
7 | 19 | 20 | 0 | 0 | 26 | 1 | 0 | 26 | 0 | 0
7 | 19 | 21 | 0 | 0 | 25 | 0 | 0 | 25 | 0 | 0
7 | 19 | 22 | 0 | 0 | 24 | 0 | 0 | 24 | 0 | 0
7 | 19 | 23 | 0 | 0 | 24 | 0 | 0 | 24 | 0 | 0
7 | 20 | 0 | 0 | 0 | 24 | 0 | 0 | 24 | 0 | 0
7 | 20 | 1 | 0 | 0 | 24 | 0 | 0 | 24 | 0 | 0
7 | 20 | 2 | 0 | 0 | 23 | 0 | 0 | 23 | 0 | 0
7 | 20 | 3 | 0 | 0 | 23 | 0 | 0 | 23 | 0 | 0
7 | 20 | 4 | 0 | 0 | 23 | 0 | 0 | 23 | 0 | 0
7 | 20 | 5 | 387 | 33 | 26 | 0 | 25.284 | 23.847 | 21.842 | 16.338
7 | 20 | 6 | 677 | 60 | 30 | 1 | 215.202 | 35.102 | 142.22 | 134.184
7 | 20 | 7 | 486 | 171 | 33 | 1 | 391.532 | 44.285 | 293.633 | 281.647
7 | 20 | 8 | 873 | 89 | 35 | 1 | 671.989 | 54.91 | 488.623 | 470.295
7 | 20 | 9 | 913 | 98 | 37 | 2 | 857.674 | 59.127 | 616.644 | 593.383
7 | 20 | 10 | 950 | 94 | 38 | 2 | 991.778 | 63.707 | 696.752 | 670.094
7 | 20 | 11 | 956 | 98 | 39 | 3 | 1053.945 | 63.569 | 741.367 | 712.714
7 | 20 | 12 | 948 | 102 | 39 | 3 | 1043.993 | 63.484 | 734.7 | 706.35
7 | 20 | 13 | 906 | 119 | 38 | 4 | 958.55 | 58.743 | 692.438 | 665.969
7 | 20 | 14 | 866 | 119 | 37 | 4 | 813.691 | 54.718 | 598.748 | 576.213
7 | 20 | 15 | 807 | 111 | 36 | 4 | 619.121 | 49.526 | 461.511 | 444.149
7 | 20 | 16 | 712 | 97 | 35 | 4 | 391.828 | 43.48 | 285.961 | 274.196
7 | 20 | 17 | 554 | 71 | 32 | 3 | 167.023 | 35.652 | 107.596 | 100.344
7 | 20 | 18 | 214 | 27 | 29 | 2 | 21.148 | 28.593 | 17.863 | 12.434
7 | 20 | 19 | 0 | 0 | 27 | 1 | 0 | 27 | 0 | 0
7 | 20 | 20 | 0 | 0 | 25 | 1 | 0 | 25 | 0 | 0
7 | 20 | 21 | 0 | 0 | 24 | 0 | 0 | 24 | 0 | 0
7 | 20 | 22 | 0 | 0 | 23 | 0 | 0 | 23 | 0 | 0
7 | 20 | 23 | 0 | 0 | 23 | 0 | 0 | 23 | 0 | 0
7 | 21 | 0 | 0 | 0 | 23 | 0 | 0 | 23 | 0 | 0
7 | 21 | 1 | 0 | 0 | 22 | 0 | 0 | 22 | 0 | 0
7 | 21 | 2 | 0 | 0 | 22 | 0 | 0 | 22 | 0 | 0
7 | 21 | 3 | 0 | 0 | 22 | 0 | 0 | 22 | 0 | 0
7 | 21 | 4 | 0 | 0 | 22 | 0 | 0 | 22 | 0 | 0
7 | 21 | 5 | 350 | 35 | 25 | 0 | 27.268 | 22.86 | 23.664 | 18.127
7 | 21 | 6 | 327 | 112 | 28 | 0 | 180.052 | 33.414 | 132.054 | 124.253
7 | 21 | 7 | 788 | 83 | 31 | 0 | 447.279 | 47.391 | 324.229 | 311.341
7 | 21 | 8 | 864 | 94 | 34 | 1 | 670.933 | 54.113 | 490.039 | 471.659
7 | 21 | 9 | 908 | 102 | 36 | 1 | 857.692 | 61.88 | 607.165 | 584.29
7 | 21 | 10 | 931 | 108 | 37 | 2 | 988.386 | 62.666 | 698.531 | 671.795
7 | 21 | 11 | 937 | 114 | 38 | 2 | 1051.55 | 65.413 | 731.853 | 703.632
7 | 21 | 12 | 935 | 115 | 38 | 3 | 1044.652 | 62.524 | 739.219 | 710.664
7 | 21 | 13 | 914 | 118 | 38 | 3 | 965.316 | 60.827 | 689.213 | 662.884
7 | 21 | 14 | 102 | 397 | 37 | 4 | 469.363 | 47.744 | 359.836 | 345.855
7 | 21 | 15 | 841 | 100 | 36 | 4 | 629.352 | 49.105 | 469.953 | 452.294
7 | 21 | 16 | 758 | 85 | 35 | 3 | 400.064 | 44.584 | 289.365 | 277.503
7 | 21 | 17 | 223 | 103 | 32 | 3 | 135.116 | 34.93 | 99.069 | 92.003
7 | 21 | 18 | 247 | 25 | 29 | 2 | 19.308 | 28.439 | 16.322 | 10.921
7 | 21 | 19 | 0 | 0 | 26 | 1 | 0 | 26 | 0 | 0
7 | 21 | 20 | 0 | 0 | 24 | 1 | 0 | 24 | 0 | 0
7 | 21 | 21 | 0 | 0 | 23 | 0 | 0 | 23 | 0 | 0
7 | 21 | 22 | 0 | 0 | 23 | 0 | 0 | 23 | 0 | 0
7 | 21 | 23 | 0 | 0 | 22 | 0 | 0 | 22 | 0 | 0
7 | 22 | 0 | 0 | 0 | 22 | 0 | 0 | 22 | 0 | 0
7 | 22 | 1 | 0 | 0 | 22 | 0 | 0 | 22 | 0 | 0
7 | 22 | 2 | 0 | 0 | 22 | 0 | 0 | 22 | 0 | 0
7 | 22 | 3 | 0 | 0 | 22 | 0 | 0 | 22 | 0 | 0
7 | 22 | 4 | 0 | 0 | 22 | 0 | 0 | 22 | 0 | 0
7 | 22 | 5 | 144 | 38 | 24 | 0 | 31.216 | 21.976 | 27.202 | 21.597
7 | 22 | 6 | 359 | 107 | 28 | 0 | 182.646 | 33.553 | 132.469 | 124.659
7 | 22 | 7 | 436 | 186 | 31 | 1 | 382.601 | 41.871 | 291.467 | 279.544
7 | 22 | 8 | 401 | 283 | 34 | 1 | 546.091 | 50.39 | 409.631 | 394.042
7 | 22 | 9 | 472 | 366 | 36 | 1 | 762.471 | 58.906 | 549.646 | 529.043
7 | 22 | 10 | 202 | 486 | 37 | 1 | 677.502 | 58.365 | 490.749 | 472.344
7 | 22 | 11 | 15 | 210 | 38 | 1 | 221.033 | 46.277 | 170.92 | 162.201
7 | 22 | 12 | 0 | 100 | 38 | 2 | 95.626 | 40.068 | 76.343 | 69.76
7 | 22 | 13 | 387 | 448 | 37 | 2 | 811.325 | 56.506 | 593.64 | 571.31
7 | 22 | 14 | 26 | 308 | 36 | 3 | 320.97 | 44.223 | 250.775 | 239.994
7 | 22 | 15 | 17 | 218 | 35 | 3 | 218.51 | 39.745 | 174.53 | 165.723
7 | 22 | 16 | 365 | 182 | 34 | 3 | 326.269 | 40.955 | 248.147 | 237.438
7 | 22 | 17 | 219 | 103 | 32 | 2 | 134.307 | 35.191 | 98.487 | 91.433
7 | 22 | 18 | 0 | 22 | 29 | 1 | 20.865 | 28.462 | 17.635 | 12.21
7 | 22 | 19 | 0 | 0 | 27 | 1 | 0 | 27 | 0 | 0
7 | 22 | 20 | 0 | 0 | 25 | 1 | 0 | 25 | 0 | 0
7 | 22 | 21 | 0 | 0 | 23 | 1 | 0 | 23 | 0 | 0
7 | 22 | 22 | 0 | 0 | 23 | 0 | 0 | 23 | 0 | 0
7 | 22 | 23 | 0 | 0 | 23 | 0 | 0 | 23 | 0 | 0
7 | 23 | 0 | 0 | 0 | 23 | 0 | 0 | 23 | 0 | 0
7 | 23 | 1 | 0 | 0 | 23 | 0 | 0 | 23 | 0 | 0
7 | 23 | 2 | 0 | 0 | 22 | 0 | 0 | 22 | 0 | 0
7 | 23 | 3 | 0 | 0 | 22 | 0 | 0 | 22 | 0 | 0
7 | 23 | 4 | 0 | 0 | 22 | 0 | 0 | 22 | 0 | 0
7 | 23 | 5 | 0 | 8 | 24 | 0 | 7.566 | 20.92 | 6.625 | 1.403
7 | 23 | 6 | 0 | 52 | 27 | 0 | 49.349 | 26.069 | 42.188 | 36.294
7 | 23 | 7 | 484 | 170 | 30 | 0 | 389.325 | 43.507 | 293.064 | 281.095
7 | 23 | 8 | 493 | 255 | 33 | 0 | 583.512 | 55.012 | 426.341 | 410.192
7 | 23 | 9 | 420 | 367 | 35 | 1 | 716.786 | 56.841 | 522.733 | 503.15
7 | 23 | 10 | 26 | 359 | 37 | 1 | 377.992 | 49.929 | 286.709 | 274.922
7 | 23 | 11 | 13 | 179 | 38 | 2 | 188.401 | 42.913 | 148.245 | 140.069
7 | 23 | 12 | 248 | 507 | 38 | 3 | 757.166 | 54.548 | 560.198 | 539.187
7 | 23 | 13 | 383 | 438 | 37 | 3 | 798.039 | 55.655 | 586.659 | 564.607
7 | 23 | 14 | 506 | 334 | 36 | 3 | 743.239 | 53.563 | 551.268 | 530.602
7 | 23 | 15 | 476 | 240 | 35 | 3 | 537.675 | 47.92 | 406.779 | 391.285
7 | 23 | 16 | 729 | 93 | 33 | 2 | 394.63 | 43.515 | 287.531 | 275.721
7 | 23 | 17 | 207 | 103 | 31 | 1 | 132.042 | 35.263 | 97.223 | 90.197
7 | 23 | 18 | 47 | 24 | 28 | 0 | 21.39 | 27.883 | 18.129 | 12.695
7 | 23 | 19 | 0 | 0 | 26 | 0 | 0 | 26 | 0 | 0
7 | 23 | 20 | 0 | 0 | 25 | 0 | 0 | 25 | 0 | 0
7 | 23 | 21 | 0 | 0 | 25 | 0 | 0 | 25 | 0 | 0
7 | 23 | 22 | 0 | 0 | 24 | 0 | 0 | 24 | 0 | 0
7 | 23 | 23 | 0 | 0 | 23 | 0 | 0 | 23 | 0 | 0
7 | 24 | 0 | 0 | 0 | 22 | 0 | 0 | 22 | 0 | 0
7 | 24 | 1 | 0 | 0 | 22 | 0 | 0 | 22 | 0 | 0
7 | 24 | 2 | 0 | 0 | 22 | 0 | 0 | 22 | 0 | 0
7 | 24 | 3 | 0 | 0 | 22 | 0 | 0 | 22 | 0 | 0
7 | 24 | 4 | 0 | 0 | 22 | 0 | 0 | 22 | 0 | 0
7 | 24 | 5 | 6 | 35 | 24 | 0 | 32.318 | 22.026 | 28.156 | 22.533
7 | 24 | 6 | 0 | 17 | 26 | 1 | 16.099 | 24.657 | 13.855 | 8.5
7 | 24 | 7 | 166 | 227 | 27 | 1 | 293.872 | 34.416 | 236.88 | 226.474
7 | 24 | 8 | 202 | 329 | 28 | 0 | 455.806 | 45.46 | 352.115 | 338.375
7 | 24 | 9 | 0 | 93 | 28 | 0 | 88.631 | 33.858 | 72.982 | 66.468
7 | 24 | 10 | 430 | 463 | 29 | 0 | 875.871 | 58.498 | 633.904 | 609.931
7 | 24 | 11 | 260 | 507 | 30 | 0 | 778.469 | 60.556 | 557.078 | 536.188
7 | 24 | 12 | 323 | 475 | 30 | 0 | 806.436 | 60.888 | 576.001 | 554.372
7 | 24 | 13 | 69 | 442 | 30 | 0 | 500.245 | 51.924 | 375.381 | 360.908
7 | 24 | 14 | 167 | 405 | 30 | 0 | 534.421 | 51.226 | 402.044 | 386.706
7 | 24 | 15 | 46 | 275 | 29 | 0 | 294.111 | 42.664 | 231.182 | 220.929
7 | 24 | 16 | 423 | 169 | 28 | 1 | 339.565 | 38.062 | 260.684 | 249.63
7 | 24 | 17 | 0 | 84 | 27 | 1 | 78.787 | 29.243 | 66.344 | 59.967
7 | 24 | 18 | 41 | 23 | 25 | 1 | 20.569 | 23.999 | 17.756 | 12.329
7 | 24 | 19 | 0 | 0 | 24 | 0 | 0 | 24 | 0 | 0
7 | 24 | 20 | 0 | 0 | 23 | 0 | 0 | 23 | 0 | 0
7 | 24 | 21 | 0 | 0 | 22 | 0 | 0 | 22 | 0 | 0
7 | 24 | 22 | 0 | 0 | 22 | 0 | 0 | 22 | 0 | 0
7 | 24 | 23 | 0 | 0 | 22 | 0 | 0 | 22 | 0 | 0
7 | 25 | 0 | 0 | 0 | 22 | 0 | 0 | 22 | 0 | 0
7 | 25 | 1 | 0 | 0 | 21 | 0 | 0 | 21 | 0 | 0
7 | 25 | 2 | 0 | 0 | 21 | 0 | 0 | 21 | 0 | 0
7 | 25 | 3 | 0 | 0 | 21 | 0 | 0 | 21 | 0 | 0
7 | 25 | 4 | 0 | 0 | 21 | 0 | 0 | 21 | 0 | 0
7 | 25 | 5 | 94 | 38 | 23 | 0 | 31.144 | 20.902 | 27.275 | 21.668
7 | 25 | 6 | 277 | 114 | 25 | 0 | 169.586 | 29.909 | 128.052 | 120.342
7 | 25 | 7 | 612 | 132 | 27 | 0 | 413.036 | 42.193 | 310.433 | 297.957
7 | 25 | 8 | 517 | 248 | 29 | 1 | 592.852 | 46.919 | 452.191 | 435.155
7 | 25 | 9 | 447 | 367 | 31 | 0 | 743.647 | 59.048 | 535.682 | 515.611
7 | 25 | 10 | 202 | 484 | 32 | 0 | 676.445 | 58.785 | 488.837 | 470.501
7 | 25 | 11 | 26 | 376 | 33 | 0 | 398.167 | 50.866 | 300.515 | 288.329
7 | 25 | 12 | 0 | 63 | 34 | 0 | 60.138 | 38.416 | 48.412 | 42.396
7 | 25 | 13 | 14 | 201 | 34 | 0 | 205.685 | 41.001 | 163.425 | 154.888
7 | 25 | 14 | 464 | 344 | 33 | 0 | 720.016 | 58.218 | 520.63 | 501.126
7 | 25 | 15 | 457 | 244 | 32 | 0 | 529.927 | 54.253 | 387.67 | 372.802
7 | 25 | 16 | 672 | 103 | 31 | 0 | 380.543 | 47.454 | 272.504 | 261.121
7 | 25 | 17 | 497 | 74 | 30 | 1 | 158.294 | 34.984 | 103.763 | 96.595
7 | 25 | 18 | 142 | 24 | 27 | 1 | 18.533 | 26.42 | 15.817 | 10.426
7 | 25 | 19 | 0 | 0 | 25 | 1 | 0 | 25 | 0 | 0
7 | 25 | 20 | 0 | 0 | 24 | 0 | 0 | 24 | 0 | 0
7 | 25 | 21 | 0 | 0 | 24 | 0 | 0 | 24 | 0 | 0
7 | 25 | 22 | 0 | 0 | 23 | 0 | 0 | 23 | 0 | 0
7 | 25 | 23 | 0 | 0 | 22 | 0 | 0 | 22 | 0 | 0
7 | 26 | 0 | 0 | 0 | 22 | 0 | 0 | 22 | 0 | 0
7 | 26 | 1 | 0 | 0 | 22 | 0 | 0 | 22 | 0 | 0
7 | 26 | 2 | 0 | 0 | 22 | 0 | 0 | 22 | 0 | 0
7 | 26 | 3 | 0 | 0 | 22 | 0 | 0 | 22 | 0 | 0
7 | 26 | 4 | 0 | 0 | 22 | 0 | 0 | 22 | 0 | 0
7 | 26 | 5 | 304 | 33 | 24 | 0 | 25.963 | 21.739 | 22.649 | 17.131
7 | 26 | 6 | 339 | 106 | 28 | 0 | 176.436 | 33.247 | 128.49 | 120.77
7 | 26 | 7 | 780 | 83 | 31 | 0 | 442.33 | 47.201 | 320.779 | 307.995
7 | 26 | 8 | 860 | 93 | 34 | 0 | 667.002 | 58.827 | 474.621 | 456.795
7 | 26 | 9 | 901 | 102 | 35 | 0 | 852.697 | 66.335 | 588.352 | 566.233
7 | 26 | 10 | 45 | 417 | 36 | 1 | 454.6 | 51.618 | 341.71 | 328.292
7 | 26 | 11 | 50 | 454 | 37 | 1 | 501.219 | 52.383 | 375.221 | 360.753
7 | 26 | 12 | 12 | 170 | 37 | 2 | 178.467 | 41.995 | 141.09 | 133.08
7 | 26 | 13 | 16 | 241 | 36 | 2 | 246.344 | 41.746 | 194.99 | 185.675
7 | 26 | 14 | 21 | 281 | 36 | 3 | 286.533 | 42.153 | 226.272 | 216.149
7 | 26 | 15 | 253 | 301 | 35 | 3 | 451.639 | 44.971 | 348.689 | 335.056
7 | 26 | 16 | 351 | 181 | 33 | 3 | 319.406 | 40.323 | 243.84 | 233.247
7 | 26 | 17 | 143 | 104 | 31 | 3 | 121.436 | 33.391 | 92.724 | 85.794
7 | 26 | 18 | 218 | 22 | 29 | 2 | 16.732 | 28.326 | 14.151 | 8.791
7 | 26 | 19 | 0 | 0 | 27 | 2 | 0 | 27 | 0 | 0
7 | 26 | 20 | 0 | 0 | 25 | 1 | 0 | 25 | 0 | 0
7 | 26 | 21 | 0 | 0 | 24 | 1 | 0 | 24 | 0 | 0
7 | 26 | 22 | 0 | 0 | 23 | 1 | 0 | 23 | 0 | 0
7 | 26 | 23 | 0 | 0 | 23 | 0 | 0 | 23 | 0 | 0
7 | 27 | 0 | 0 | 0 | 22 | 0 | 0 | 22 | 0 | 0
7 | 27 | 1 | 0 | 0 | 22 | 0 | 0 | 22 | 0 | 0
7 | 27 | 2 | 0 | 0 | 21 | 0 | 0 | 21 | 0 | 0
7 | 27 | 3 | 0 | 0 | 21 | 0 | 0 | 21 | 0 | 0
7 | 27 | 4 | 0 | 0 | 21 | 0 | 0 | 21 | 0 | 0
7 | 27 | 5 | 385 | 29 | 24 | 0 | 22.324 | 21.565 | 19.491 | 14.031
7 | 27 | 6 | 301 | 110 | 28 | 1 | 171.125 | 31.654 | 127.003 | 119.317
7 | 27 | 7 | 829 | 70 | 31 | 1 | 451.881 | 43.856 | 332.605 | 319.464
7 | 27 | 8 | 898 | 80 | 33 | 1 | 678.962 | 53.377 | 497.644 | 478.988
7 | 27 | 9 | 938 | 88 | 35 | 1 | 869.22 | 61.257 | 617.477 | 594.182
7 | 27 | 10 | 964 | 90 | 37 | 2 | 1003.099 | 63.037 | 707.434 | 680.305
7 | 27 | 11 | 972 | 93 | 38 | 2 | 1067.753 | 65.822 | 741.375 | 712.721
7 | 27 | 12 | 968 | 94 | 38 | 2 | 1058.654 | 65.773 | 735.244 | 706.869
7 | 27 | 13 | 944 | 100 | 38 | 3 | 976.829 | 61.1 | 696.361 | 669.72
7 | 27 | 14 | 916 | 95 | 38 | 3 | 830.73 | 57.807 | 600.892 | 578.271
7 | 27 | 15 | 866 | 88 | 37 | 4 | 631.851 | 50.816 | 467.257 | 449.693
7 | 27 | 16 | 786 | 75 | 35 | 4 | 400.269 | 43.68 | 289.832 | 277.956
7 | 27 | 17 | 623 | 57 | 32 | 3 | 163.83 | 35.598 | 101.432 | 94.314
7 | 27 | 18 | 236 | 21 | 28 | 2 | 15.876 | 27.405 | 13.487 | 8.139
7 | 27 | 19 | 0 | 0 | 26 | 2 | 0 | 26 | 0 | 0
7 | 27 | 20 | 0 | 0 | 24 | 1 | 0 | 24 | 0 | 0
7 | 27 | 21 | 0 | 0 | 23 | 1 | 0 | 23 | 0 | 0
7 | 27 | 22 | 0 | 0 | 22 | 0 | 0 | 22 | 0 | 0
7 | 27 | 23 | 0 | 0 | 22 | 0 | 0 | 22 | 0 | 0
7 | 28 | 0 | 0 | 0 | 22 | 0 | 0 | 22 | 0 | 0
7 | 28 | 1 | 0 | 0 | 21 | 0 | 0 | 21 | 0 | 0
7 | 28 | 2 | 0 | 0 | 21 | 0 | 0 | 21 | 0 | 0
7 | 28 | 3 | 0 | 0 | 20 | 0 | 0 | 20 | 0 | 0
7 | 28 | 4 | 0 | 0 | 20 | 0 | 0 | 20 | 0 | 0
7 | 28 | 5 | 373 | 29 | 22 | 0 | 22.39 | 19.722 | 19.715 | 14.251
7 | 28 | 6 | 403 | 97 | 25 | 1 | 182.305 | 28.921 | 132.802 | 124.984
7 | 28 | 7 | 836 | 72 | 29 | 2 | 456.845 | 40.023 | 342.93 | 329.474
7 | 28 | 8 | 909 | 81 | 32 | 2 | 687.26 | 49.552 | 514.171 | 494.907
7 | 28 | 9 | 950 | 88 | 34 | 2 | 879.353 | 56.766 | 640.573 | 616.322
7 | 28 | 10 | 979 | 88 | 36 | 3 | 1015.522 | 59.611 | 730.239 | 702.091
7 | 28 | 11 | 986 | 91 | 37 | 3 | 1080.094 | 62.232 | 765.602 | 735.834
7 | 28 | 12 | 983 | 92 | 37 | 3 | 1071.862 | 62.189 | 759.93 | 730.424
7 | 28 | 13 | 970 | 89 | 37 | 4 | 989.818 | 58.431 | 716.277 | 688.755
7 | 28 | 14 | 940 | 86 | 36 | 4 | 840.713 | 54.328 | 619.829 | 596.437
7 | 28 | 15 | 890 | 80 | 35 | 4 | 638.51 | 48.973 | 476.65 | 458.752
7 | 28 | 16 | 807 | 70 | 32 | 4 | 403.496 | 40.731 | 296.104 | 284.047
7 | 28 | 17 | 649 | 53 | 29 | 3 | 165.575 | 32.582 | 103.023 | 95.871
7 | 28 | 18 | 259 | 20 | 26 | 2 | 15.032 | 25.318 | 12.896 | 7.56
7 | 28 | 19 | 0 | 0 | 24 | 2 | 0 | 24 | 0 | 0
7 | 28 | 20 | 0 | 0 | 22 | 1 | 0 | 22 | 0 | 0
7 | 28 | 21 | 0 | 0 | 21 | 1 | 0 | 21 | 0 | 0
7 | 28 | 22 | 0 | 0 | 20 | 1 | 0 | 20 | 0 | 0
7 | 28 | 23 | 0 | 0 | 20 | 0 | 0 | 20 | 0 | 0
7 | 29 | 0 | 0 | 0 | 19 | 0 | 0 | 19 | 0 | 0
7 | 29 | 1 | 0 | 0 | 19 | 0 | 0 | 19 | 0 | 0
7 | 29 | 2 | 0 | 0 | 18 | 0 | 0 | 18 | 0 | 0
7 | 29 | 3 | 0 | 0 | 18 | 0 | 0 | 18 | 0 | 0
7 | 29 | 4 | 0 | 0 | 18 | 0 | 0 | 18 | 0 | 0
7 | 29 | 5 | 444 | 26 | 20 | 0 | 21.462 | 17.539 | 19.087 | 13.635
7 | 29 | 6 | 415 | 94 | 24 | 1 | 182.059 | 27.882 | 132.61 | 124.796
7 | 29 | 7 | 879 | 64 | 28 | 2 | 468.212 | 39.31 | 352.118 | 338.378
7 | 29 | 8 | 945 | 73 | 31 | 2 | 702.891 | 48.983 | 527.312 | 507.558
7 | 29 | 9 | 983 | 79 | 33 | 2 | 897.59 | 56.273 | 655.612 | 630.728
7 | 29 | 10 | 1004 | 83 | 34 | 3 | 1034.273 | 58.11 | 749.988 | 720.941
7 | 29 | 11 | 1012 | 85 | 35 | 3 | 1100.297 | 60.767 | 786.429 | 755.686
7 | 29 | 12 | 1009 | 86 | 35 | 4 | 1091.851 | 58.549 | 790.15 | 759.23
7 | 29 | 13 | 994 | 86 | 35 | 4 | 1009.107 | 56.892 | 736.498 | 708.066
7 | 29 | 14 | 969 | 81 | 34 | 4 | 858.691 | 52.753 | 638.488 | 614.324
7 | 29 | 15 | 926 | 74 | 32 | 4 | 654.542 | 46.348 | 495.234 | 476.666
7 | 29 | 16 | 852 | 63 | 30 | 3 | 415.112 | 39.953 | 305.094 | 292.774
7 | 29 | 17 | 273 | 92 | 27 | 3 | 133.018 | 29.806 | 97.141 | 90.116
7 | 29 | 18 | 297 | 19 | 23 | 2 | 15.383 | 22.122 | 13.396 | 8.05
7 | 29 | 19 | 0 | 0 | 21 | 1 | 0 | 21 | 0 | 0
7 | 29 | 20 | 0 | 0 | 19 | 1 | 0 | 19 | 0 | 0
7 | 29 | 21 | 0 | 0 | 18 | 1 | 0 | 18 | 0 | 0
7 | 29 | 22 | 0 | 0 | 18 | 1 | 0 | 18 | 0 | 0
7 | 29 | 23 | 0 | 0 | 18 | 0 | 0 | 18 | 0 | 0
7 | 30 | 0 | 0 | 0 | 17 | 0 | 0 | 17 | 0 | 0
7 | 30 | 1 | 0 | 0 | 17 | 0 | 0 | 17 | 0 | 0
7 | 30 | 2 | 0 | 0 | 17 | 0 | 0 | 17 | 0 | 0
7 | 30 | 3 | 0 | 0 | 17 | 0 | 0 | 17 | 0 | 0
7 | 30 | 4 | 0 | 0 | 17 | 0 | 0 | 17 | 0 | 0
7 | 30 | 5 | 322 | 30 | 19 | 0 | 23.416 | 16.545 | 20.918 | 15.432
7 | 30 | 6 | 374 | 99 | 23 | 0 | 177.308 | 28.066 | 130.598 | 122.831
7 | 30 | 7 | 813 | 77 | 28 | 0 | 450.651 | 44.512 | 330.847 | 317.76
7 | 30 | 8 | 891 | 88 | 31 | 1 | 682.537 | 51.527 | 505.378 | 486.439
7 | 30 | 9 | 936 | 95 | 33 | 1 | 875.405 | 59.529 | 627.99 | 604.262
7 | 30 | 10 | 968 | 95 | 34 | 2 | 1013.081 | 60.408 | 725.232 | 697.309
7 | 30 | 11 | 978 | 97 | 35 | 2 | 1079.086 | 63.247 | 760.466 | 730.936
7 | 30 | 12 | 976 | 97 | 36 | 2 | 1070.772 | 64.173 | 750.581 | 721.507
7 | 30 | 13 | 974 | 88 | 36 | 2 | 992.911 | 62.352 | 702.806 | 675.882
7 | 30 | 14 | 944 | 85 | 35 | 3 | 842.873 | 55.162 | 618.587 | 595.246
7 | 30 | 15 | 895 | 79 | 34 | 3 | 640.096 | 49.416 | 476.639 | 458.741
7 | 30 | 16 | 811 | 68 | 33 | 3 | 402.18 | 42.64 | 291.955 | 280.018
7 | 30 | 17 | 646 | 52 | 30 | 2 | 162.866 | 34.125 | 100.183 | 93.092
7 | 30 | 18 | 236 | 19 | 26 | 2 | 14.215 | 25.287 | 12.197 | 6.873
7 | 30 | 19 | 0 | 0 | 24 | 1 | 0 | 24 | 0 | 0
7 | 30 | 20 | 0 | 0 | 22 | 0 | 0 | 22 | 0 | 0
7 | 30 | 21 | 0 | 0 | 21 | 0 | 0 | 21 | 0 | 0
7 | 30 | 22 | 0 | 0 | 20 | 0 | 0 | 20 | 0 | 0
7 | 30 | 23 | 0 | 0 | 19 | 0 | 0 | 19 | 0 | 0
7 | 31 | 0 | 0 | 0 | 19 | 0 | 0 | 19 | 0 | 0
7 | 31 | 1 | 0 | 0 | 19 | 0 | 0 | 19 | 0 | 0
7 | 31 | 2 | 0 | 0 | 19 | 0 | 0 | 19 | 0 | 0
7 | 31 | 3 | 0 | 0 | 19 | 0 | 0 | 19 | 0 | 0
7 | 31 | 4 | 0 | 0 | 19 | 0 | 0 | 19 | 0 | 0
7 | 31 | 5 | 382 | 27 | 21 | 0 | 20.683 | 18.543 | 18.31 | 12.873
7 | 31 | 6 | 364 | 99 | 25 | 0 | 174.936 | 30.011 | 127.902 | 120.196
7 | 31 | 7 | 852 | 68 | 29 | 1 | 459.538 | 42.098 | 340.965 | 327.57
7 | 31 | 8 | 923 | 77 | 32 | 1 | 692.528 | 52.807 | 509.082 | 490.007
7 | 31 | 9 | 963 | 84 | 34 | 2 | 886.69 | 56.954 | 645.246 | 620.799
7 | 31 | 10 | 984 | 89 | 35 | 2 | 1022.362 | 61.611 | 726.914 | 698.915
7 | 31 | 11 | 992 | 91 | 36 | 2 | 1087.327 | 64.412 | 761.159 | 731.597
7 | 31 | 12 | 990 | 91 | 37 | 2 | 1078.849 | 65.331 | 751.198 | 722.096
7 | 31 | 13 | 976 | 89 | 36 | 2 | 995.964 | 62.443 | 704.601 | 677.598
7 | 31 | 14 | 948 | 85 | 35 | 3 | 846.004 | 55.236 | 620.627 | 597.202
7 | 31 | 15 | 898 | 79 | 34 | 3 | 641.641 | 49.457 | 477.651 | 459.717
7 | 31 | 16 | 751 | 81 | 34 | 3 | 390.148 | 43.379 | 283.182 | 271.497
7 | 31 | 17 | 560 | 63 | 32 | 2 | 156.333 | 35.963 | 98.412 | 91.36
7 | 31 | 18 | 0 | 28 | 29 | 1 | 25.65 | 28.725 | 21.653 | 16.153
7 | 31 | 19 | 0 | 0 | 27 | 1 | 0 | 27 | 0 | 0
7 | 31 | 20 | 0 | 0 | 26 | 0 | 0 | 26 | 0 | 0
7 | 31 | 21 | 0 | 0 | 24 | 0 | 0 | 24 | 0 | 0
7 | 31 | 22 | 0 | 0 | 24 | 0 | 0 | 24 | 0 | 0
7 | 31 | 23 | 0 | 0 | 23 | 0 | 0 | 23 | 0 | 0
8 | 1 | 0 | 0 | 0 | 22 | 0 | 0 | 22 | 0 | 0
8 | 1 | 1 | 0 | 0 | 22 | 0 | 0 | 22 | 0 | 0
8 | 1 | 2 | 0 | 0 | 22 | 0 | 0 | 22 | 0 | 0
8 | 1 | 3 | 0 | 0 | 22 | 0 | 0 | 22 | 0 | 0
8 | 1 | 4 | 0 | 0 | 22 | 0 | 0 | 22 | 0 | 0
8 | 1 | 5 | 193 | 30 | 24 | 1 | 23.158 | 22.77 | 20.106 | 14.635
8 | 1 | 6 | 426 | 90 | 27 | 2 | 180.326 | 30.311 | 129.01 | 121.278
8 | 1 | 7 | 789 | 80 | 30 | 2 | 442.484 | 40.656 | 331.531 | 318.423
8 | 1 | 8 | 869 | 90 | 33 | 2 | 670.152 | 50.079 | 500.118 | 481.371
8 | 1 | 9 | 914 | 97 | 34 | 2 | 859.753 | 56.254 | 628.115 | 604.382
8 | 1 | 10 | 479 | 432 | 35 | 2 | 898.727 | 58.645 | 649.907 | 625.264
8 | 1 | 11 | 306 | 483 | 36 | 2 | 803.706 | 57.469 | 585.157 | 563.166
8 | 1 | 12 | 365 | 490 | 37 | 2 | 866.852 | 59.685 | 623.366 | 599.829
8 | 1 | 13 | 14 | 163 | 37 | 2 | 172.159 | 42.91 | 135.459 | 127.58
8 | 1 | 14 | 42 | 340 | 36 | 3 | 366.697 | 43.805 | 287.079 | 275.282
8 | 1 | 15 | 0 | 27 | 35 | 3 | 25.639 | 35.39 | 20.953 | 15.467
8 | 1 | 16 | 64 | 189 | 34 | 3 | 206.11 | 37.74 | 164.457 | 155.894
8 | 1 | 17 | 511 | 69 | 31 | 2 | 153.042 | 34.279 | 99.092 | 92.025
8 | 1 | 18 | 0 | 25 | 29 | 1 | 23.204 | 28.629 | 19.597 | 14.136
8 | 1 | 19 | 0 | 0 | 27 | 0 | 0 | 27 | 0 | 0
8 | 1 | 20 | 0 | 0 | 26 | 0 | 0 | 26 | 0 | 0
8 | 1 | 21 | 0 | 0 | 26 | 0 | 0 | 26 | 0 | 0
8 | 1 | 22 | 0 | 0 | 25 | 0 | 0 | 25 | 0 | 0
8 | 1 | 23 | 0 | 0 | 25 | 0 | 0 | 25 | 0 | 0
8 | 2 | 0 | 0 | 0 | 25 | 0 | 0 | 25 | 0 | 0
8 | 2 | 1 | 0 | 0 | 24 | 0 | 0 | 24 | 0 | 0
8 | 2 | 2 | 0 | 0 | 24 | 0 | 0 | 24 | 0 | 0
8 | 2 | 3 | 0 | 0 | 24 | 0 | 0 | 24 | 0 | 0
8 | 2 | 4 | 0 | 0 | 24 | 0 | 0 | 24 | 0 | 0
8 | 2 | 5 | 0 | 28 | 25 | 0 | 26.232 | 23.177 | 22.731 | 17.211
8 | 2 | 6 | 311 | 104 | 26 | 1 | 167.538 | 29.501 | 124.727 | 117.092
8 | 2 | 7 | 249 | 213 | 27 | 2 | 321.082 | 34.469 | 256.86 | 245.912
8 | 2 | 8 | 260 | 314 | 28 | 2 | 485.09 | 40.156 | 384.64 | 369.87
8 | 2 | 9 | 73 | 389 | 29 | 2 | 443.383 | 40.585 | 352.869 | 339.106
8 | 2 | 10 | 0 | 105 | 29 | 2 | 100.298 | 31.589 | 83.508 | 76.774
8 | 2 | 11 | 3 | 119 | 30 | 1 | 116.92 | 32.393 | 96.968 | 89.947
8 | 2 | 12 | 13 | 175 | 30 | 1 | 184.681 | 34.583 | 151.53 | 143.276
8 | 2 | 13 | 14 | 201 | 29 | 1 | 205.827 | 34.523 | 168.922 | 160.252
8 | 2 | 14 | 21 | 278 | 28 | 1 | 283.963 | 35.992 | 231.304 | 221.047
8 | 2 | 15 | 4 | 138 | 28 | 1 | 133.984 | 31.735 | 111.425 | 104.088
8 | 2 | 16 | 0 | 126 | 27 | 1 | 119.584 | 29.537 | 100.555 | 93.457
8 | 2 | 17 | 8 | 86 | 26 | 0 | 81.821 | 28.218 | 68.808 | 62.38
8 | 2 | 18 | 0 | 7 | 24 | 0 | 6.62 | 21.947 | 5.769 | 0.563
8 | 2 | 19 | 0 | 0 | 23 | 0 | 0 | 23 | 0 | 0
8 | 2 | 20 | 0 | 0 | 23 | 0 | 0 | 23 | 0 | 0
8 | 2 | 21 | 0 | 0 | 22 | 0 | 0 | 22 | 0 | 0
8 | 2 | 22 | 0 | 0 | 22 | 1 | 0 | 22 | 0 | 0
8 | 2 | 23 | 0 | 0 | 22 | 1 | 0 | 22 | 0 | 0
8 | 3 | 0 | 0 | 0 | 21 | 1 | 0 | 21 | 0 | 0
8 | 3 | 1 | 0 | 0 | 21 | 1 | 0 | 21 | 0 | 0
8 | 3 | 2 | 0 | 0 | 21 | 1 | 0 | 21 | 0 | 0
8 | 3 | 3 | 0 | 0 | 21 | 1 | 0 | 21 | 0 | 0
8 | 3 | 4 | 0 | 0 | 21 | 1 | 0 | 21 | 0 | 0
8 | 3 | 5 | 0 | 20 | 21 | 1 | 18.956 | 19.406 | 16.715 | 11.307
8 | 3 | 6 | 87 | 115 | 21 | 1 | 127.083 | 23.025 | 105.535 | 98.328
8 | 3 | 7 | 0 | 78 | 22 | 1 | 74.13 | 22.886 | 64.325 | 57.989
8 | 3 | 8 | 0 | 54 | 23 | 1 | 51.333 | 22.899 | 44.541 | 38.601
8 | 3 | 9 | 1 | 112 | 24 | 1 | 107.658 | 25.65 | 92.215 | 85.296
8 | 3 | 10 | 0 | 91 | 25 | 1 | 86.859 | 26.295 | 74.175 | 67.637
8 | 3 | 11 | 0 | 46 | 26 | 1 | 43.885 | 25.837 | 37.558 | 31.754
8 | 3 | 12 | 7 | 137 | 26 | 1 | 138.204 | 28.657 | 116.704 | 109.25
8 | 3 | 13 | 14 | 198 | 25 | 0 | 202.934 | 32.304 | 168.367 | 159.71
8 | 3 | 14 | 0 | 46 | 25 | 0 | 43.767 | 26.552 | 37.33 | 31.531
8 | 3 | 15 | 8 | 169 | 24 | 0 | 166.19 | 28.905 | 140.067 | 132.082
8 | 3 | 16 | 76 | 190 | 23 | 0 | 211.96 | 30.883 | 174.573 | 165.765
8 | 3 | 17 | 150 | 95 | 22 | 0 | 113.535 | 26.444 | 88.762 | 81.918
8 | 3 | 18 | 0 | 16 | 21 | 0 | 15.162 | 19.644 | 13.355 | 8.01
8 | 3 | 19 | 0 | 0 | 20 | 1 | 0 | 20 | 0 | 0
8 | 3 | 20 | 0 | 0 | 20 | 0 | 0 | 20 | 0 | 0
8 | 3 | 21 | 0 | 0 | 19 | 0 | 0 | 19 | 0 | 0
8 | 3 | 22 | 0 | 0 | 19 | 0 | 0 | 19 | 0 | 0
8 | 3 | 23 | 0 | 0 | 19 | 0 | 0 | 19 | 0 | 0
8 | 4 | 0 | 0 | 0 | 18 | 0 | 0 | 18 | 0 | 0
8 | 4 | 1 | 0 | 0 | 18 | 0 | 0 | 18 | 0 | 0
8 | 4 | 2 | 0 | 0 | 18 | 0 | 0 | 18 | 0 | 0
8 | 4 | 3 | 0 | 0 | 18 | 0 | 0 | 18 | 0 | 0
8 | 4 | 4 | 0 | 0 | 18 | 0 | 0 | 18 | 0 | 0
8 | 4 | 5 | 136 | 31 | 19 | 0 | 24.009 | 16.538 | 21.449 | 15.953
8 | 4 | 6 | 462 | 83 | 21 | 0 | 181.387 | 26.195 | 130.531 | 122.765
8 | 4 | 7 | 539 | 146 | 23 | 1 | 391.081 | 34.108 | 306.999 | 294.624
8 | 4 | 8 | 795 | 119 | 25 | 1 | 652.488 | 44.632 | 501.542 | 482.744
8 | 4 | 9 | 846 | 131 | 27 | 2 | 842.492 | 49.014 | 640.185 | 615.95
8 | 4 | 10 | 883 | 135 | 28 | 2 | 975.327 | 53.696 | 724.66 | 696.763
8 | 4 | 11 | 891 | 143 | 29 | 3 | 1040.543 | 53.583 | 773.915 | 743.76
8 | 4 | 12 | 891 | 143 | 30 | 3 | 1034.392 | 54.552 | 765.27 | 735.517
8 | 4 | 13 | 971 | 80 | 30 | 4 | 982.397 | 51.376 | 738.871 | 710.331
8 | 4 | 14 | 945 | 79 | 29 | 4 | 836.783 | 47.347 | 640.34 | 616.099
8 | 4 | 15 | 900 | 73 | 28 | 4 | 634.991 | 41.933 | 491.317 | 472.891
8 | 4 | 16 | 819 | 65 | 27 | 3 | 399.723 | 36.549 | 298.418 | 286.293
8 | 4 | 17 | 663 | 48 | 24 | 2 | 158.115 | 27.883 | 98.359 | 91.309
8 | 4 | 18 | 237 | 15 | 21 | 1 | 11.794 | 19.97 | 10.373 | 5.083
8 | 4 | 19 | 0 | 0 | 19 | 1 | 0 | 19 | 0 | 0
8 | 4 | 20 | 0 | 0 | 18 | 0 | 0 | 18 | 0 | 0
8 | 4 | 21 | 0 | 0 | 17 | 0 | 0 | 17 | 0 | 0
8 | 4 | 22 | 0 | 0 | 16 | 0 | 0 | 16 | 0 | 0
8 | 4 | 23 | 0 | 0 | 15 | 0 | 0 | 15 | 0 | 0
8 | 5 | 0 | 0 | 0 | 15 | 0 | 0 | 15 | 0 | 0
8 | 5 | 1 | 0 | 0 | 15 | 0 | 0 | 15 | 0 | 0
8 | 5 | 2 | 0 | 0 | 15 | 0 | 0 | 15 | 0 | 0
8 | 5 | 3 | 0 | 0 | 15 | 0 | 0 | 15 | 0 | 0
8 | 5 | 4 | 0 | 0 | 15 | 0 | 0 | 15 | 0 | 0
8 | 5 | 5 | 262 | 25 | 18 | 0 | 19.01 | 15.222 | 17.084 | 11.67
8 | 5 | 6 | 490 | 78 | 22 | 0 | 183.913 | 27.264 | 130.531 | 122.764
8 | 5 | 7 | 913 | 55 | 25 | 1 | 473.357 | 38.568 | 356.51 | 342.633
8 | 5 | 8 | 979 | 62 | 27 | 1 | 714.448 | 48.635 | 536.807 | 516.693
8 | 5 | 9 | 1018 | 66 | 29 | 2 | 914.794 | 52.859 | 680.742 | 654.782
8 | 5 | 10 | 1040 | 68 | 31 | 2 | 1055.148 | 58.633 | 762.91 | 733.267
8 | 5 | 11 | 1050 | 69 | 32 | 2 | 1124.313 | 61.555 | 800.023 | 768.634
8 | 5 | 12 | 1049 | 69 | 32 | 3 | 1115.902 | 58.401 | 808.226 | 776.445
8 | 5 | 13 | 1033 | 71 | 32 | 3 | 1030.209 | 56.549 | 753.319 | 724.119
8 | 5 | 14 | 1009 | 68 | 31 | 4 | 875.914 | 50.193 | 660.192 | 635.114
8 | 5 | 15 | 966 | 63 | 30 | 4 | 664.862 | 44.608 | 507.078 | 488.076
8 | 5 | 16 | 890 | 55 | 28 | 3 | 417.476 | 38.028 | 308.17 | 295.76
8 | 5 | 17 | 736 | 42 | 24 | 2 | 163.556 | 28.085 | 98.969 | 91.905
8 | 5 | 18 | 0 | 24 | 20 | 1 | 22.235 | 19.312 | 19.615 | 14.153
8 | 5 | 19 | 0 | 0 | 18 | 1 | 0 | 18 | 0 | 0
8 | 5 | 20 | 0 | 0 | 17 | 0 | 0 | 17 | 0 | 0
8 | 5 | 21 | 0 | 0 | 16 | 0 | 0 | 16 | 0 | 0
8 | 5 | 22 | 0 | 0 | 16 | 0 | 0 | 16 | 0 | 0
8 | 5 | 23 | 0 | 0 | 15 | 0 | 0 | 15 | 0 | 0
8 | 6 | 0 | 0 | 0 | 14 | 0 | 0 | 14 | 0 | 0
8 | 6 | 1 | 0 | 0 | 14 | 0 | 0 | 14 | 0 | 0
8 | 6 | 2 | 0 | 0 | 14 | 0 | 0 | 14 | 0 | 0
8 | 6 | 3 | 0 | 0 | 14 | 0 | 0 | 14 | 0 | 0
8 | 6 | 4 | 0 | 0 | 14 | 0 | 0 | 14 | 0 | 0
8 | 6 | 5 | 255 | 25 | 17 | 0 | 19.053 | 14.305 | 17.194 | 11.777
8 | 6 | 6 | 545 | 70 | 20 | 0 | 188.235 | 25.395 | 132.459 | 124.649
8 | 6 | 7 | 902 | 58 | 24 | 1 | 471.34 | 37.536 | 357.003 | 343.111
8 | 6 | 8 | 969 | 66 | 27 | 1 | 712.14 | 48.562 | 535.343 | 515.285
8 | 6 | 9 | 1006 | 71 | 29 | 1 | 910.398 | 56.779 | 663.129 | 637.926
8 | 6 | 10 | 1028 | 73 | 31 | 2 | 1049.437 | 58.488 | 759.402 | 729.921
8 | 6 | 11 | 1036 | 75 | 32 | 2 | 1116.934 | 61.37 | 795.61 | 764.432
8 | 6 | 12 | 1033 | 76 | 32 | 3 | 1107.549 | 58.208 | 803.043 | 771.51
8 | 6 | 13 | 1020 | 74 | 32 | 3 | 1021.321 | 56.34 | 747.68 | 718.739
8 | 6 | 14 | 993 | 72 | 31 | 3 | 867.056 | 51.845 | 647.766 | 623.214
8 | 6 | 15 | 946 | 68 | 30 | 3 | 657.058 | 45.892 | 497.848 | 479.185
8 | 6 | 16 | 862 | 60 | 28 | 3 | 410.334 | 37.846 | 303.478 | 291.206
8 | 6 | 17 | 691 | 46 | 25 | 2 | 158.98 | 28.956 | 97.129 | 90.104
8 | 6 | 18 | 0 | 21 | 21 | 2 | 19.727 | 20.271 | 17.326 | 11.907
8 | 6 | 19 | 0 | 0 | 19 | 1 | 0 | 19 | 0 | 0
8 | 6 | 20 | 0 | 0 | 17 | 1 | 0 | 17 | 0 | 0
8 | 6 | 21 | 0 | 0 | 16 | 0 | 0 | 16 | 0 | 0
8 | 6 | 22 | 0 | 0 | 16 | 0 | 0 | 16 | 0 | 0
8 | 6 | 23 | 0 | 0 | 15 | 0 | 0 | 15 | 0 | 0
8 | 7 | 0 | 0 | 0 | 15 | 0 | 0 | 15 | 0 | 0
8 | 7 | 1 | 0 | 0 | 15 | 0 | 0 | 15 | 0 | 0
8 | 7 | 2 | 0 | 0 | 14 | 0 | 0 | 14 | 0 | 0
8 | 7 | 3 | 0 | 0 | 14 | 0 | 0 | 14 | 0 | 0
8 | 7 | 4 | 0 | 0 | 14 | 0 | 0 | 14 | 0 | 0
8 | 7 | 5 | 186 | 26 | 16 | 0 | 20.032 | 13.288 | 18.159 | 12.725
8 | 7 | 6 | 459 | 81 | 19 | 0 | 178.498 | 23.961 | 129.537 | 121.794
8 | 7 | 7 | 830 | 74 | 23 | 0 | 454.689 | 39.74 | 341.648 | 328.232
8 | 7 | 8 | 909 | 85 | 26 | 0 | 692.252 | 52.04 | 511.124 | 491.973
8 | 7 | 9 | 955 | 91 | 29 | 1 | 889.268 | 56.143 | 650.08 | 625.43
8 | 7 | 10 | 994 | 86 | 31 | 1 | 1031.283 | 62.453 | 729.768 | 701.641
8 | 7 | 11 | 1005 | 87 | 32 | 2 | 1098.76 | 60.902 | 784.744 | 754.08
8 | 7 | 12 | 1003 | 87 | 33 | 2 | 1089.405 | 61.804 | 774.068 | 743.905
8 | 7 | 13 | 993 | 83 | 33 | 2 | 1005.756 | 59.834 | 722.11 | 694.328
8 | 7 | 14 | 964 | 80 | 32 | 3 | 852.008 | 52.457 | 634.453 | 610.457
8 | 7 | 15 | 913 | 74 | 31 | 3 | 642.234 | 46.515 | 485.126 | 466.924
8 | 7 | 16 | 827 | 64 | 29 | 3 | 399.363 | 38.562 | 294.583 | 282.57
8 | 7 | 17 | 652 | 47 | 26 | 2 | 152.556 | 29.767 | 93.455 | 86.51
8 | 7 | 18 | 0 | 18 | 22 | 1 | 17.068 | 21.15 | 14.931 | 9.556
8 | 7 | 19 | 0 | 0 | 20 | 0 | 0 | 20 | 0 | 0
8 | 7 | 20 | 0 | 0 | 19 | 0 | 0 | 19 | 0 | 0
8 | 7 | 21 | 0 | 0 | 18 | 0 | 0 | 18 | 0 | 0
8 | 7 | 22 | 0 | 0 | 18 | 0 | 0 | 18 | 0 | 0
8 | 7 | 23 | 0 | 0 | 18 | 0 | 0 | 18 | 0 | 0
8 | 8 | 0 | 0 | 0 | 17 | 0 | 0 | 17 | 0 | 0
8 | 8 | 1 | 0 | 0 | 17 | 0 | 0 | 17 | 0 | 0
8 | 8 | 2 | 0 | 0 | 17 | 0 | 0 | 17 | 0 | 0
8 | 8 | 3 | 0 | 0 | 17 | 0 | 0 | 17 | 0 | 0
8 | 8 | 4 | 0 | 0 | 17 | 0 | 0 | 17 | 0 | 0
8 | 8 | 5 | 202 | 25 | 19 | 0 | 19.121 | 16.357 | 17.096 | 11.681
8 | 8 | 6 | 435 | 84 | 23 | 0 | 175.942 | 27.962 | 126.197 | 118.53
8 | 8 | 7 | 866 | 64 | 27 | 1 | 460.997 | 40.153 | 345.005 | 331.486
8 | 8 | 8 | 938 | 72 | 30 | 1 | 698.178 | 51.03 | 518.116 | 498.705
8 | 8 | 9 | 979 | 78 | 32 | 2 | 895.948 | 55.255 | 658.135 | 633.144
8 | 8 | 10 | 1001 | 82 | 33 | 2 | 1034.076 | 59.996 | 742 | 713.318
8 | 8 | 11 | 1009 | 84 | 34 | 2 | 1099.947 | 62.832 | 777.018 | 746.718
8 | 8 | 12 | 1006 | 84 | 34 | 2 | 1089.412 | 62.755 | 769.889 | 739.922
8 | 8 | 13 | 992 | 82 | 34 | 3 | 1003.689 | 57.856 | 728.636 | 700.56
8 | 8 | 14 | 963 | 79 | 33 | 3 | 849.772 | 53.38 | 629.618 | 605.823
8 | 8 | 15 | 913 | 74 | 32 | 3 | 641.527 | 47.483 | 482.075 | 463.983
8 | 8 | 16 | 826 | 63 | 31 | 2 | 396.995 | 41.874 | 287.733 | 275.917
8 | 8 | 17 | 649 | 47 | 27 | 1 | 151.081 | 31.78 | 91.51 | 84.607
8 | 8 | 18 | 0 | 17 | 24 | 1 | 16.117 | 23.185 | 13.966 | 8.609
8 | 8 | 19 | 0 | 0 | 22 | 0 | 0 | 22 | 0 | 0
8 | 8 | 20 | 0 | 0 | 20 | 0 | 0 | 20 | 0 | 0
8 | 8 | 21 | 0 | 0 | 20 | 0 | 0 | 20 | 0 | 0
8 | 8 | 22 | 0 | 0 | 19 | 0 | 0 | 19 | 0 | 0
8 | 8 | 23 | 0 | 0 | 19 | 0 | 0 | 19 | 0 | 0
8 | 9 | 0 | 0 | 0 | 18 | 0 | 0 | 18 | 0 | 0
8 | 9 | 1 | 0 | 0 | 18 | 0 | 0 | 18 | 0 | 0
8 | 9 | 2 | 0 | 0 | 18 | 0 | 0 | 18 | 0 | 0
8 | 9 | 3 | 0 | 0 | 18 | 0 | 0 | 18 | 0 | 0
8 | 9 | 4 | 0 | 0 | 19 | 0 | 0 | 19 | 0 | 0
8 | 9 | 5 | 205 | 24 | 21 | 0 | 18.25 | 18.431 | 16.165 | 10.767
8 | 9 | 6 | 444 | 82 | 25 | 0 | 175.973 | 30.029 | 124.502 | 116.872
8 | 9 | 7 | 866 | 64 | 28 | 1 | 460.961 | 41.148 | 343.23 | 329.765
8 | 9 | 8 | 939 | 71 | 31 | 1 | 697.963 | 51.993 | 515.281 | 495.975
8 | 9 | 9 | 978 | 76 | 33 | 2 | 893.323 | 56.158 | 652.96 | 628.188
8 | 9 | 10 | 998 | 77 | 34 | 2 | 1026.344 | 60.764 | 733.271 | 704.986
8 | 9 | 11 | 1002 | 80 | 34 | 2 | 1089.048 | 62.56 | 770.513 | 740.517
8 | 9 | 12 | 995 | 81 | 35 | 3 | 1075.472 | 60.353 | 770.47 | 740.476
8 | 9 | 13 | 976 | 83 | 34 | 3 | 989.84 | 57.53 | 719.883 | 692.2
8 | 9 | 14 | 945 | 80 | 33 | 3 | 836.093 | 53.052 | 620.576 | 597.153
8 | 9 | 15 | 896 | 74 | 32 | 3 | 630.321 | 47.204 | 474.309 | 456.494
8 | 9 | 16 | 811 | 64 | 30 | 3 | 390.604 | 39.338 | 286.706 | 274.92
8 | 9 | 17 | 637 | 46 | 27 | 2 | 147.15 | 30.614 | 89.406 | 82.548
8 | 9 | 18 | 0 | 15 | 24 | 1 | 14.215 | 23.102 | 12.322 | 6.996
8 | 9 | 19 | 0 | 0 | 22 | 0 | 0 | 22 | 0 | 0
8 | 9 | 20 | 0 | 0 | 21 | 0 | 0 | 21 | 0 | 0
8 | 9 | 21 | 0 | 0 | 20 | 0 | 0 | 20 | 0 | 0
8 | 9 | 22 | 0 | 0 | 19 | 0 | 0 | 19 | 0 | 0
8 | 9 | 23 | 0 | 0 | 19 | 0 | 0 | 19 | 0 | 0
8 | 10 | 0 | 0 | 0 | 18 | 0 | 0 | 18 | 0 | 0
8 | 10 | 1 | 0 | 0 | 18 | 0 | 0 | 18 | 0 | 0
8 | 10 | 2 | 0 | 0 | 18 | 0 | 0 | 18 | 0 | 0
8 | 10 | 3 | 0 | 0 | 18 | 0 | 0 | 18 | 0 | 0
8 | 10 | 4 | 0 | 0 | 19 | 0 | 0 | 19 | 0 | 0
8 | 10 | 5 | 194 | 23 | 21 | 0 | 17.378 | 18.367 | 15.397 | 10.014
8 | 10 | 6 | 417 | 84 | 24 | 0 | 171.876 | 28.816 | 123.177 | 115.577
8 | 10 | 7 | 849 | 62 | 28 | 0 | 451.188 | 44.496 | 330.187 | 317.12
8 | 10 | 8 | 920 | 71 | 31 | 1 | 685.564 | 51.613 | 507.186 | 488.18
8 | 10 | 9 | 958 | 78 | 33 | 1 | 879.132 | 59.639 | 630.287 | 606.464
8 | 10 | 10 | 978 | 82 | 34 | 2 | 1013.019 | 60.416 | 725.177 | 697.257
8 | 10 | 11 | 983 | 86 | 35 | 2 | 1076.566 | 63.189 | 758.951 | 729.491
8 | 10 | 12 | 238 | 495 | 35 | 3 | 741.713 | 53.142 | 552.979 | 532.248
8 | 10 | 13 | 362 | 411 | 34 | 3 | 757.401 | 51.778 | 568.642 | 547.301
8 | 10 | 14 | 908 | 94 | 33 | 3 | 820.821 | 52.217 | 612.041 | 588.968
8 | 10 | 15 | 842 | 91 | 32 | 3 | 614.965 | 46.828 | 463.998 | 446.548
8 | 10 | 16 | 744 | 78 | 30 | 3 | 377.108 | 38.993 | 278.435 | 266.884
8 | 10 | 17 | 555 | 54 | 27 | 2 | 139.538 | 30.37 | 87.511 | 80.693
8 | 10 | 18 | 0 | 12 | 25 | 1 | 11.364 | 24.009 | 9.809 | 4.529
8 | 10 | 19 | 0 | 0 | 23 | 0 | 0 | 23 | 0 | 0
8 | 10 | 20 | 0 | 0 | 22 | 0 | 0 | 22 | 0 | 0
8 | 10 | 21 | 0 | 0 | 22 | 0 | 0 | 22 | 0 | 0
8 | 10 | 22 | 0 | 0 | 21 | 0 | 0 | 21 | 0 | 0
8 | 10 | 23 | 0 | 0 | 21 | 0 | 0 | 21 | 0 | 0
8 | 11 | 0 | 0 | 0 | 21 | 0 | 0 | 21 | 0 | 0
8 | 11 | 1 | 0 | 0 | 20 | 0 | 0 | 20 | 0 | 0
8 | 11 | 2 | 0 | 0 | 20 | 0 | 0 | 20 | 0 | 0
8 | 11 | 3 | 0 | 0 | 20 | 0 | 0 | 20 | 0 | 0
8 | 11 | 4 | 0 | 0 | 20 | 0 | 0 | 20 | 0 | 0
8 | 11 | 5 | 158 | 23 | 22 | 0 | 17.671 | 19.41 | 15.582 | 10.196
8 | 11 | 6 | 437 | 81 | 26 | 0 | 173.391 | 30.955 | 122.136 | 114.56
8 | 11 | 7 | 493 | 155 | 29 | 0 | 379.636 | 43.051 | 285.662 | 273.906
8 | 11 | 8 | 884 | 81 | 32 | 1 | 672.304 | 51.945 | 496.657 | 478.037
8 | 11 | 9 | 514 | 332 | 33 | 1 | 771.821 | 56.723 | 563.137 | 542.012
8 | 11 | 10 | 24 | 338 | 34 | 2 | 350.277 | 44.086 | 273.952 | 262.528
8 | 11 | 11 | 90 | 486 | 33 | 2 | 578.21 | 47.557 | 444.127 | 427.37
8 | 11 | 12 | 396 | 494 | 33 | 2 | 906.132 | 56.145 | 664.569 | 639.305
8 | 11 | 13 | 7 | 139 | 32 | 2 | 139.448 | 37.109 | 112.991 | 105.62
8 | 11 | 14 | 0 | 36 | 32 | 2 | 34.238 | 31.968 | 28.454 | 22.825
8 | 11 | 15 | 535 | 206 | 31 | 2 | 539.336 | 43.679 | 416.107 | 400.303
8 | 11 | 16 | 763 | 69 | 30 | 2 | 374.602 | 40.002 | 274.286 | 262.852
8 | 11 | 17 | 175 | 83 | 28 | 1 | 104.896 | 31.257 | 78.272 | 71.648
8 | 11 | 18 | 0 | 0 | 26 | 1 | 0 | 26 | 0 | 0
8 | 11 | 19 | 0 | 0 | 24 | 0 | 0 | 24 | 0 | 0
8 | 11 | 20 | 0 | 0 | 23 | 0 | 0 | 23 | 0 | 0
8 | 11 | 21 | 0 | 0 | 23 | 0 | 0 | 23 | 0 | 0
8 | 11 | 22 | 0 | 0 | 22 | 0 | 0 | 22 | 0 | 0
8 | 11 | 23 | 0 | 0 | 21 | 0 | 0 | 21 | 0 | 0
8 | 12 | 0 | 0 | 0 | 21 | 0 | 0 | 21 | 0 | 0
8 | 12 | 1 | 0 | 0 | 21 | 0 | 0 | 21 | 0 | 0
8 | 12 | 2 | 0 | 0 | 21 | 0 | 0 | 21 | 0 | 0
8 | 12 | 3 | 0 | 0 | 21 | 0 | 0 | 21 | 0 | 0
8 | 12 | 4 | 0 | 0 | 21 | 0 | 0 | 21 | 0 | 0
8 | 12 | 5 | 92 | 22 | 22 | 0 | 16.851 | 19.256 | 14.869 | 9.496
8 | 12 | 6 | 18 | 97 | 25 | 1 | 95.205 | 26.106 | 80.419 | 73.751
8 | 12 | 7 | 787 | 73 | 28 | 1 | 434.285 | 40.014 | 325.973 | 313.033
8 | 12 | 8 | 483 | 241 | 30 | 1 | 567.826 | 47.272 | 432.422 | 416.067
8 | 12 | 9 | 454 | 347 | 31 | 1 | 737.215 | 53.476 | 547.619 | 527.093
8 | 12 | 10 | 35 | 384 | 32 | 1 | 415.232 | 46.112 | 321.355 | 308.553
8 | 12 | 11 | 119 | 460 | 33 | 2 | 589.569 | 48.022 | 451.745 | 434.725
8 | 12 | 12 | 331 | 459 | 32 | 2 | 806.069 | 52.806 | 602.051 | 579.383
8 | 12 | 13 | 404 | 357 | 32 | 2 | 748.11 | 51.997 | 560.973 | 539.932
8 | 12 | 14 | 867 | 106 | 31 | 3 | 799.697 | 49.772 | 604.172 | 581.418
8 | 12 | 15 | 803 | 100 | 30 | 2 | 598.851 | 46.379 | 452.994 | 435.93
8 | 12 | 16 | 678 | 90 | 29 | 2 | 360.36 | 38.816 | 267.166 | 255.932
8 | 12 | 17 | 447 | 66 | 27 | 1 | 132.474 | 31.028 | 87.093 | 80.284
8 | 12 | 18 | 0 | 0 | 25 | 1 | 0 | 25 | 0 | 0
8 | 12 | 19 | 0 | 0 | 24 | 0 | 0 | 24 | 0 | 0
8 | 12 | 20 | 0 | 0 | 23 | 0 | 0 | 23 | 0 | 0
8 | 12 | 21 | 0 | 0 | 22 | 0 | 0 | 22 | 0 | 0
8 | 12 | 22 | 0 | 0 | 21 | 0 | 0 | 21 | 0 | 0
8 | 12 | 23 | 0 | 0 | 21 | 0 | 0 | 21 | 0 | 0
8 | 13 | 0 | 0 | 0 | 20 | 0 | 0 | 20 | 0 | 0
8 | 13 | 1 | 0 | 0 | 20 | 0 | 0 | 20 | 0 | 0
8 | 13 | 2 | 0 | 0 | 19 | 0 | 0 | 19 | 0 | 0
8 | 13 | 3 | 0 | 0 | 19 | 0 | 0 | 19 | 0 | 0
8 | 13 | 4 | 0 | 0 | 19 | 0 | 0 | 19 | 0 | 0
8 | 13 | 5 | 236 | 22 | 20 | 1 | 16.627 | 18.257 | 14.739 | 9.368
8 | 13 | 6 | 389 | 86 | 22 | 1 | 167.581 | 25.348 | 123.006 | 115.41
8 | 13 | 7 | 794 | 76 | 25 | 1 | 440.588 | 37.523 | 334.983 | 321.77
8 | 13 | 8 | 885 | 84 | 28 | 1 | 676.465 | 48.41 | 509.289 | 490.206
8 | 13 | 9 | 937 | 88 | 30 | 1 | 873.063 | 56.597 | 636.669 | 612.581
8 | 13 | 10 | 965 | 91 | 31 | 2 | 1011.083 | 57.488 | 735.75 | 707.352
8 | 13 | 11 | 979 | 91 | 32 | 3 | 1078.459 | 57.364 | 785.654 | 754.947
8 | 13 | 12 | 980 | 89 | 33 | 3 | 1069.121 | 58.268 | 774.921 | 744.718
8 | 13 | 13 | 970 | 85 | 33 | 4 | 985.483 | 54.427 | 729.037 | 700.943
8 | 13 | 14 | 946 | 80 | 32 | 4 | 834.686 | 50.257 | 628.816 | 605.054
8 | 13 | 15 | 903 | 71 | 31 | 4 | 628.024 | 44.763 | 478.249 | 460.293
8 | 13 | 16 | 824 | 59 | 29 | 3 | 386.629 | 38.237 | 284.143 | 272.43
8 | 13 | 17 | 655 | 42 | 26 | 2 | 141.593 | 29.435 | 84.471 | 77.717
8 | 13 | 18 | 0 | 0 | 23 | 1 | 0 | 23 | 0 | 0
8 | 13 | 19 | 0 | 0 | 21 | 0 | 0 | 21 | 0 | 0
8 | 13 | 20 | 0 | 0 | 20 | 0 | 0 | 20 | 0 | 0
8 | 13 | 21 | 0 | 0 | 18 | 0 | 0 | 18 | 0 | 0
8 | 13 | 22 | 0 | 0 | 18 | 0 | 0 | 18 | 0 | 0
8 | 13 | 23 | 0 | 0 | 17 | 0 | 0 | 17 | 0 | 0
8 | 14 | 0 | 0 | 0 | 17 | 0 | 0 | 17 | 0 | 0
8 | 14 | 1 | 0 | 0 | 16 | 0 | 0 | 16 | 0 | 0
8 | 14 | 2 | 0 | 0 | 16 | 0 | 0 | 16 | 0 | 0
8 | 14 | 3 | 0 | 0 | 17 | 0 | 0 | 17 | 0 | 0
8 | 14 | 4 | 0 | 0 | 17 | 0 | 0 | 17 | 0 | 0
8 | 14 | 5 | 380 | 18 | 20 | 0 | 14.281 | 16.996 | 12.732 | 7.398
8 | 14 | 6 | 468 | 75 | 24 | 0 | 175.628 | 28.933 | 123.567 | 115.959
8 | 14 | 7 | 901 | 55 | 27 | 0 | 467.583 | 44.091 | 342.327 | 328.89
8 | 14 | 8 | 968 | 62 | 30 | 1 | 708.642 | 51.346 | 524.885 | 505.221
8 | 14 | 9 | 1003 | 67 | 32 | 2 | 906.038 | 55.523 | 664.57 | 639.305
8 | 14 | 10 | 1023 | 69 | 33 | 3 | 1043.046 | 57.349 | 759.59 | 730.101
8 | 14 | 11 | 1029 | 71 | 34 | 3 | 1107.655 | 59.979 | 795.227 | 764.066
8 | 14 | 12 | 1024 | 72 | 34 | 4 | 1094.855 | 57.649 | 796.307 | 765.095
8 | 14 | 13 | 1009 | 71 | 33 | 4 | 1006.266 | 54.889 | 742.521 | 713.815
8 | 14 | 14 | 983 | 68 | 32 | 4 | 850.578 | 50.617 | 639.47 | 615.265
8 | 14 | 15 | 937 | 62 | 31 | 4 | 638.316 | 45.005 | 485.162 | 466.959
8 | 14 | 16 | 857 | 53 | 29 | 3 | 392.161 | 38.388 | 287.135 | 275.337
8 | 14 | 17 | 687 | 38 | 26 | 2 | 141.275 | 29.445 | 82.573 | 75.86
8 | 14 | 18 | 0 | 0 | 23 | 1 | 0 | 23 | 0 | 0
8 | 14 | 19 | 0 | 0 | 21 | 1 | 0 | 21 | 0 | 0
8 | 14 | 20 | 0 | 0 | 19 | 0 | 0 | 19 | 0 | 0
8 | 14 | 21 | 0 | 0 | 19 | 0 | 0 | 19 | 0 | 0
8 | 14 | 22 | 0 | 0 | 18 | 0 | 0 | 18 | 0 | 0
8 | 14 | 23 | 0 | 0 | 18 | 0 | 0 | 18 | 0 | 0
8 | 15 | 0 | 0 | 0 | 18 | 0 | 0 | 18 | 0 | 0
8 | 15 | 1 | 0 | 0 | 17 | 0 | 0 | 17 | 0 | 0
8 | 15 | 2 | 0 | 0 | 17 | 0 | 0 | 17 | 0 | 0
8 | 15 | 3 | 0 | 0 | 17 | 0 | 0 | 17 | 0 | 0
8 | 15 | 4 | 0 | 0 | 17 | 0 | 0 | 17 | 0 | 0
8 | 15 | 5 | 192 | 19 | 20 | 0 | 14.024 | 16.985 | 12.504 | 7.174
8 | 15 | 6 | 442 | 77 | 24 | 0 | 170.621 | 28.718 | 120.825 | 113.278
8 | 15 | 7 | 882 | 52 | 27 | 1 | 455.885 | 39.98 | 340.75 | 327.362
8 | 15 | 8 | 946 | 59 | 30 | 2 | 691.092 | 47.677 | 521.952 | 502.398
8 | 15 | 9 | 979 | 65 | 32 | 2 | 884.259 | 54.957 | 650.617 | 625.944
8 | 15 | 10 | 995 | 70 | 33 | 2 | 1017.879 | 59.587 | 732.068 | 703.837
8 | 15 | 11 | 1000 | 72 | 34 | 3 | 1079.809 | 59.334 | 778.047 | 747.698
8 | 15 | 12 | 995 | 73 | 35 | 3 | 1067.036 | 60.154 | 765.279 | 735.526
8 | 15 | 13 | 979 | 72 | 34 | 4 | 979.318 | 55.277 | 721.098 | 693.36
8 | 15 | 14 | 950 | 70 | 33 | 4 | 825.906 | 51.053 | 619.467 | 596.09
8 | 15 | 15 | 900 | 65 | 32 | 4 | 617.877 | 45.533 | 468.351 | 450.748
8 | 15 | 16 | 815 | 56 | 31 | 3 | 377.516 | 40.015 | 274.339 | 262.904
8 | 15 | 17 | 635 | 40 | 28 | 2 | 134.147 | 31.25 | 78.703 | 72.071
8 | 15 | 18 | 0 | 0 | 26 | 1 | 0 | 26 | 0 | 0
8 | 15 | 19 | 0 | 0 | 24 | 1 | 0 | 24 | 0 | 0
8 | 15 | 20 | 0 | 0 | 22 | 1 | 0 | 22 | 0 | 0
8 | 15 | 21 | 0 | 0 | 21 | 0 | 0 | 21 | 0 | 0
8 | 15 | 22 | 0 | 0 | 21 | 0 | 0 | 21 | 0 | 0
8 | 15 | 23 | 0 | 0 | 20 | 0 | 0 | 20 | 0 | 0
8 | 16 | 0 | 0 | 0 | 19 | 0 | 0 | 19 | 0 | 0
8 | 16 | 1 | 0 | 0 | 19 | 0 | 0 | 19 | 0 | 0
8 | 16 | 2 | 0 | 0 | 18 | 0 | 0 | 18 | 0 | 0
8 | 16 | 3 | 0 | 0 | 18 | 0 | 0 | 18 | 0 | 0
8 | 16 | 4 | 0 | 0 | 18 | 0 | 0 | 18 | 0 | 0
8 | 16 | 5 | 187 | 18 | 20 | 0 | 13.379 | 16.99 | 11.928 | 6.609
8 | 16 | 6 | 433 | 78 | 24 | 0 | 169.62 | 28.668 | 120.475 | 112.936
8 | 16 | 7 | 902 | 53 | 28 | 1 | 466.034 | 41.27 | 346.053 | 332.501
8 | 16 | 8 | 969 | 60 | 31 | 1 | 707.588 | 52.278 | 521.478 | 501.942
8 | 16 | 9 | 1006 | 66 | 33 | 1 | 908.023 | 60.48 | 647.919 | 623.36
8 | 16 | 10 | 1025 | 69 | 34 | 1 | 1045.441 | 65.678 | 726.189 | 698.223
8 | 16 | 11 | 1033 | 71 | 35 | 2 | 1111.896 | 64.085 | 779.835 | 749.402
8 | 16 | 12 | 1029 | 72 | 36 | 2 | 1099.579 | 64.917 | 767.471 | 737.617
8 | 16 | 13 | 1015 | 71 | 36 | 2 | 1010.912 | 62.842 | 713.495 | 686.097
8 | 16 | 14 | 986 | 68 | 35 | 3 | 851.366 | 55.384 | 623.7 | 600.15
8 | 16 | 15 | 937 | 63 | 34 | 3 | 637.118 | 49.369 | 473.106 | 455.334
8 | 16 | 16 | 849 | 54 | 33 | 3 | 387.33 | 42.297 | 277.644 | 266.115
8 | 16 | 17 | 662 | 39 | 29 | 2 | 135.883 | 32.349 | 78.4 | 71.774
8 | 16 | 18 | 0 | 0 | 26 | 1 | 0 | 26 | 0 | 0
8 | 16 | 19 | 0 | 0 | 24 | 0 | 0 | 24 | 0 | 0
8 | 16 | 20 | 0 | 0 | 22 | 0 | 0 | 22 | 0 | 0
8 | 16 | 21 | 0 | 0 | 21 | 0 | 0 | 21 | 0 | 0
8 | 16 | 22 | 0 | 0 | 20 | 0 | 0 | 20 | 0 | 0
8 | 16 | 23 | 0 | 0 | 20 | 0 | 0 | 20 | 0 | 0
8 | 17 | 0 | 0 | 0 | 19 | 0 | 0 | 19 | 0 | 0
8 | 17 | 1 | 0 | 0 | 19 | 0 | 0 | 19 | 0 | 0
8 | 17 | 2 | 0 | 0 | 19 | 0 | 0 | 19 | 0 | 0
8 | 17 | 3 | 0 | 0 | 19 | 0 | 0 | 19 | 0 | 0
8 | 17 | 4 | 0 | 0 | 19 | 0 | 0 | 19 | 0 | 0
8 | 17 | 5 | 176 | 18 | 21 | 0 | 13.637 | 18.055 | 12.099 | 6.777
8 | 17 | 6 | 420 | 79 | 25 | 0 | 167.77 | 29.633 | 119.038 | 111.532
8 | 17 | 7 | 873 | 55 | 29 | 0 | 455.035 | 45.587 | 330.658 | 317.577
8 | 17 | 8 | 941 | 64 | 32 | 0 | 693.486 | 57.781 | 496.003 | 477.407
8 | 17 | 9 | 979 | 70 | 34 | 1 | 890.123 | 60.908 | 633.631 | 609.67
8 | 17 | 10 | 998 | 73 | 36 | 1 | 1024.376 | 66.95 | 706.302 | 679.223
8 | 17 | 11 | 1005 | 76 | 37 | 1 | 1089.247 | 69.966 | 738.081 | 709.577
8 | 17 | 12 | 1002 | 77 | 37 | 1 | 1077.931 | 69.889 | 730.718 | 702.548
8 | 17 | 13 | 984 | 78 | 37 | 2 | 989.36 | 63.246 | 696.673 | 670.019
8 | 17 | 14 | 953 | 75 | 37 | 2 | 831.956 | 59.345 | 596.25 | 573.816
8 | 17 | 15 | 899 | 70 | 36 | 3 | 620.266 | 50.94 | 456.831 | 439.633
8 | 17 | 16 | 804 | 60 | 34 | 3 | 374.401 | 42.974 | 267.842 | 256.589
8 | 17 | 17 | 606 | 43 | 30 | 2 | 130.354 | 33.186 | 76.484 | 69.898
8 | 17 | 18 | 0 | 0 | 27 | 1 | 0 | 27 | 0 | 0
8 | 17 | 19 | 0 | 0 | 25 | 0 | 0 | 25 | 0 | 0
8 | 17 | 20 | 0 | 0 | 23 | 0 | 0 | 23 | 0 | 0
8 | 17 | 21 | 0 | 0 | 22 | 0 | 0 | 22 | 0 | 0
8 | 17 | 22 | 0 | 0 | 21 | 0 | 0 | 21 | 0 | 0
8 | 17 | 23 | 0 | 0 | 21 | 0 | 0 | 21 | 0 | 0
8 | 18 | 0 | 0 | 0 | 21 | 0 | 0 | 21 | 0 | 0
8 | 18 | 1 | 0 | 0 | 21 | 0 | 0 | 21 | 0 | 0
8 | 18 | 2 | 0 | 0 | 21 | 0 | 0 | 21 | 0 | 0
8 | 18 | 3 | 0 | 0 | 21 | 0 | 0 | 21 | 0 | 0
8 | 18 | 4 | 0 | 0 | 21 | 0 | 0 | 21 | 0 | 0
8 | 18 | 5 | 0 | 24 | 22 | 0 | 22.504 | 19.523 | 19.833 | 14.367
8 | 18 | 6 | 423 | 78 | 26 | 0 | 167.503 | 30.757 | 118.011 | 110.527
8 | 18 | 7 | 848 | 58 | 29 | 1 | 446.897 | 41.696 | 331.566 | 318.458
8 | 18 | 8 | 919 | 68 | 32 | 1 | 683.348 | 52.506 | 503.156 | 484.298
8 | 18 | 9 | 956 | 76 | 33 | 2 | 877.647 | 55.746 | 643.011 | 618.658
8 | 18 | 10 | 966 | 86 | 34 | 2 | 1008.075 | 60.297 | 722.138 | 694.354
8 | 18 | 11 | 968 | 92 | 35 | 3 | 1069.147 | 60.051 | 767.267 | 737.421
8 | 18 | 12 | 431 | 472 | 35 | 3 | 920.751 | 57.003 | 672.095 | 646.508
8 | 18 | 13 | 527 | 342 | 34 | 3 | 846.813 | 54.115 | 627.686 | 603.971
8 | 18 | 14 | 917 | 89 | 33 | 3 | 817.51 | 52.338 | 608.943 | 585.996
8 | 18 | 15 | 867 | 80 | 32 | 3 | 610.159 | 46.714 | 459.689 | 442.391
8 | 18 | 16 | 782 | 65 | 30 | 3 | 369.694 | 38.812 | 270.371 | 259.047
8 | 18 | 17 | 592 | 44 | 27 | 2 | 128.083 | 30.043 | 76.574 | 69.986
8 | 18 | 18 | 0 | 0 | 24 | 0 | 0 | 24 | 0 | 0
8 | 18 | 19 | 0 | 0 | 22 | 0 | 0 | 22 | 0 | 0
8 | 18 | 20 | 0 | 0 | 20 | 0 | 0 | 20 | 0 | 0
8 | 18 | 21 | 0 | 0 | 19 | 0 | 0 | 19 | 0 | 0
8 | 18 | 22 | 0 | 0 | 18 | 0 | 0 | 18 | 0 | 0
8 | 18 | 23 | 0 | 0 | 17 | 0 | 0 | 17 | 0 | 0
8 | 19 | 0 | 0 | 0 | 16 | 0 | 0 | 16 | 0 | 0
8 | 19 | 1 | 0 | 0 | 16 | 0 | 0 | 16 | 0 | 0
8 | 19 | 2 | 0 | 0 | 16 | 0 | 0 | 16 | 0 | 0
8 | 19 | 3 | 0 | 0 | 16 | 0 | 0 | 16 | 0 | 0
8 | 19 | 4 | 0 | 0 | 16 | 0 | 0 | 16 | 0 | 0
8 | 19 | 5 | 334 | 15 | 18 | 0 | 13.088 | 14.853 | 11.782 | 6.465
8 | 19 | 6 | 429 | 76 | 21 | 0 | 166.938 | 25.445 | 120.229 | 112.697
8 | 19 | 7 | 875 | 51 | 24 | 1 | 451.898 | 36.864 | 343.067 | 329.607
8 | 19 | 8 | 943 | 59 | 26 | 2 | 689.909 | 43.715 | 531.96 | 512.03
8 | 19 | 9 | 979 | 64 | 28 | 2 | 884.219 | 51.093 | 664.354 | 639.099
8 | 19 | 10 | 998 | 68 | 29 | 3 | 1019.427 | 52.929 | 760.583 | 731.048
8 | 19 | 11 | 1006 | 69 | 30 | 3 | 1082.857 | 55.553 | 796.777 | 765.543
8 | 19 | 12 | 1002 | 70 | 30 | 4 | 1070.023 | 53.227 | 797.35 | 766.088
8 | 19 | 13 | 981 | 75 | 29 | 4 | 982.318 | 50.465 | 742.349 | 713.651
8 | 19 | 14 | 950 | 72 | 28 | 4 | 824.614 | 46.117 | 634.718 | 610.711
8 | 19 | 15 | 666 | 155 | 27 | 4 | 566.077 | 39.482 | 444.382 | 427.616
8 | 19 | 16 | 19 | 144 | 25 | 3 | 144.33 | 28.413 | 121.334 | 113.776
8 | 19 | 17 | 0 | 54 | 22 | 2 | 50.992 | 22.103 | 44.409 | 38.472
8 | 19 | 18 | 0 | 0 | 20 | 2 | 0 | 20 | 0 | 0
8 | 19 | 19 | 0 | 0 | 18 | 1 | 0 | 18 | 0 | 0
8 | 19 | 20 | 0 | 0 | 17 | 1 | 0 | 17 | 0 | 0
8 | 19 | 21 | 0 | 0 | 17 | 1 | 0 | 17 | 0 | 0
8 | 19 | 22 | 0 | 0 | 16 | 1 | 0 | 16 | 0 | 0
8 | 19 | 23 | 0 | 0 | 16 | 0 | 0 | 16 | 0 | 0
8 | 20 | 0 | 0 | 0 | 15 | 0 | 0 | 15 | 0 | 0
8 | 20 | 1 | 0 | 0 | 15 | 0 | 0 | 15 | 0 | 0
8 | 20 | 2 | 0 | 0 | 15 | 0 | 0 | 15 | 0 | 0
8 | 20 | 3 | 0 | 0 | 15 | 0 | 0 | 15 | 0 | 0
8 | 20 | 4 | 0 | 0 | 15 | 0 | 0 | 15 | 0 | 0
8 | 20 | 5 | 0 | 5 | 17 | 0 | 4.726 | 13.381 | 4.283 | 0
8 | 20 | 6 | 0 | 74 | 20 | 0 | 70.03 | 19.476 | 61.732 | 55.449
8 | 20 | 7 | 74 | 195 | 23 | 1 | 222.241 | 28.371 | 185.848 | 176.762
8 | 20 | 8 | 297 | 291 | 26 | 2 | 492.533 | 38.054 | 394.412 | 379.325
8 | 20 | 9 | 539 | 313 | 27 | 2 | 777.854 | 46.982 | 598.049 | 575.542
8 | 20 | 10 | 403 | 426 | 28 | 3 | 825.686 | 47.477 | 634.347 | 610.356
8 | 20 | 11 | 323 | 460 | 29 | 3 | 805.788 | 48.12 | 617.099 | 593.819
8 | 20 | 12 | 404 | 475 | 28 | 3 | 897.673 | 49.127 | 683.799 | 657.706
8 | 20 | 13 | 80 | 424 | 27 | 3 | 498.159 | 39.419 | 398.957 | 383.721
8 | 20 | 14 | 485 | 302 | 26 | 3 | 696.547 | 41.996 | 548.838 | 528.265
8 | 20 | 15 | 92 | 268 | 25 | 3 | 317.739 | 32.798 | 261.716 | 250.634
8 | 20 | 16 | 359 | 148 | 24 | 2 | 283.052 | 30.92 | 223.554 | 213.502
8 | 20 | 17 | 580 | 40 | 23 | 2 | 119.912 | 25.46 | 72.1 | 65.605
8 | 20 | 18 | 0 | 0 | 21 | 2 | 0 | 21 | 0 | 0
8 | 20 | 19 | 0 | 0 | 19 | 1 | 0 | 19 | 0 | 0
8 | 20 | 20 | 0 | 0 | 18 | 1 | 0 | 18 | 0 | 0
8 | 20 | 21 | 0 | 0 | 18 | 1 | 0 | 18 | 0 | 0
8 | 20 | 22 | 0 | 0 | 17 | 1 | 0 | 17 | 0 | 0
8 | 20 | 23 | 0 | 0 | 16 | 0 | 0 | 16 | 0 | 0
8 | 21 | 0 | 0 | 0 | 16 | 0 | 0 | 16 | 0 | 0
8 | 21 | 1 | 0 | 0 | 16 | 0 | 0 | 16 | 0 | 0
8 | 21 | 2 | 0 | 0 | 16 | 0 | 0 | 16 | 0 | 0
8 | 21 | 3 | 0 | 0 | 16 | 0 | 0 | 16 | 0 | 0
8 | 21 | 4 | 0 | 0 | 16 | 0 | 0 | 16 | 0 | 0
8 | 21 | 5 | 0 | 21 | 18 | 0 | 19.898 | 15.126 | 17.889 | 12.46
8 | 21 | 6 | 383 | 80 | 22 | 0 | 160.928 | 26.288 | 117.057 | 109.595
8 | 21 | 7 | 824 | 61 | 25 | 1 | 439.409 | 37.459 | 333.321 | 320.159
8 | 21 | 8 | 439 | 248 | 27 | 1 | 548.707 | 43.811 | 425.74 | 409.612
8 | 21 | 9 | 441 | 334 | 28 | 2 | 717.683 | 46.636 | 552.918 | 532.188
8 | 21 | 10 | 48 | 404 | 29 | 2 | 450.305 | 41.45 | 356.972 | 343.081
8 | 21 | 11 | 17 | 267 | 28 | 1 | 275.432 | 36.827 | 223.496 | 213.446
8 | 21 | 12 | 385 | 458 | 28 | 1 | 861.511 | 52.9 | 643.126 | 618.768
8 | 21 | 13 | 5 | 129 | 28 | 1 | 127.949 | 34.22 | 105.166 | 97.967
8 | 21 | 14 | 845 | 117 | 28 | 1 | 790.879 | 50.389 | 595.357 | 572.958
8 | 21 | 15 | 790 | 102 | 27 | 1 | 584.448 | 46.247 | 441.657 | 424.985
8 | 21 | 16 | 334 | 150 | 26 | 2 | 274.962 | 33.564 | 214.834 | 205.011
8 | 21 | 17 | 0 | 4 | 24 | 1 | 3.782 | 23.419 | 3.273 | 0
8 | 21 | 18 | 0 | 0 | 22 | 1 | 0 | 22 | 0 | 0
8 | 21 | 19 | 0 | 0 | 20 | 1 | 0 | 20 | 0 | 0
8 | 21 | 20 | 0 | 0 | 19 | 1 | 0 | 19 | 0 | 0
8 | 21 | 21 | 0 | 0 | 19 | 0 | 0 | 19 | 0 | 0
8 | 21 | 22 | 0 | 0 | 18 | 0 | 0 | 18 | 0 | 0
8 | 21 | 23 | 0 | 0 | 17 | 0 | 0 | 17 | 0 | 0
8 | 22 | 0 | 0 | 0 | 17 | 0 | 0 | 17 | 0 | 0
8 | 22 | 1 | 0 | 0 | 17 | 0 | 0 | 17 | 0 | 0
8 | 22 | 2 | 0 | 0 | 17 | 0 | 0 | 17 | 0 | 0
8 | 22 | 3 | 0 | 0 | 17 | 0 | 0 | 17 | 0 | 0
8 | 22 | 4 | 0 | 0 | 17 | 0 | 0 | 17 | 0 | 0
8 | 22 | 5 | 0 | 19 | 18 | 0 | 18.015 | 15.053 | 16.202 | 10.804
8 | 22 | 6 | 402 | 77 | 22 | 0 | 162.242 | 26.324 | 117.145 | 109.681
8 | 22 | 7 | 819 | 64 | 25 | 0 | 440.36 | 41.102 | 328.146 | 315.141
8 | 22 | 8 | 896 | 75 | 28 | 1 | 676.334 | 48.407 | 509.159 | 490.08
8 | 22 | 9 | 938 | 83 | 29 | 2 | 871.065 | 51.703 | 652.404 | 627.656
8 | 22 | 10 | 966 | 84 | 30 | 2 | 1006.632 | 56.424 | 736.844 | 708.396
8 | 22 | 11 | 972 | 87 | 31 | 3 | 1067.865 | 56.164 | 783.106 | 752.519
8 | 22 | 12 | 16 | 238 | 31 | 4 | 245.678 | 37.236 | 198.946 | 189.53
8 | 22 | 13 | 18 | 277 | 30 | 4 | 284.465 | 35.434 | 232.413 | 222.127
8 | 22 | 14 | 925 | 82 | 29 | 4 | 812.611 | 45.552 | 627.256 | 603.559
8 | 22 | 15 | 873 | 74 | 28 | 4 | 602.461 | 41.211 | 466.348 | 448.816
8 | 22 | 16 | 785 | 60 | 26 | 4 | 359.947 | 33.702 | 268.478 | 257.207
8 | 22 | 17 | 183 | 66 | 23 | 3 | 86.707 | 24.489 | 65.023 | 58.673
8 | 22 | 18 | 0 | 0 | 21 | 1 | 0 | 21 | 0 | 0
8 | 22 | 19 | 0 | 0 | 19 | 1 | 0 | 19 | 0 | 0
8 | 22 | 20 | 0 | 0 | 18 | 1 | 0 | 18 | 0 | 0
8 | 22 | 21 | 0 | 0 | 17 | 1 | 0 | 17 | 0 | 0
8 | 22 | 22 | 0 | 0 | 17 | 0 | 0 | 17 | 0 | 0
8 | 22 | 23 | 0 | 0 | 16 | 0 | 0 | 16 | 0 | 0
8 | 23 | 0 | 0 | 0 | 16 | 0 | 0 | 16 | 0 | 0
8 | 23 | 1 | 0 | 0 | 15 | 0 | 0 | 15 | 0 | 0
8 | 23 | 2 | 0 | 0 | 15 | 0 | 0 | 15 | 0 | 0
8 | 23 | 3 | 0 | 0 | 15 | 0 | 0 | 15 | 0 | 0
8 | 23 | 4 | 0 | 0 | 15 | 0 | 0 | 15 | 0 | 0
8 | 23 | 5 | 0 | 25 | 16 | 0 | 23.225 | 13.188 | 21.063 | 15.574
8 | 23 | 6 | 421 | 74 | 20 | 1 | 163.545 | 23.202 | 118.974 | 111.469
8 | 23 | 7 | 877 | 54 | 23 | 1 | 456.323 | 35.989 | 348.119 | 334.503
8 | 23 | 8 | 950 | 63 | 26 | 2 | 699.63 | 43.969 | 538.833 | 518.643
8 | 23 | 9 | 990 | 68 | 28 | 2 | 898.523 | 51.465 | 673.781 | 648.121
8 | 23 | 10 | 1014 | 70 | 30 | 3 | 1037.216 | 54.31 | 768.075 | 738.192
8 | 23 | 11 | 1023 | 72 | 31 | 3 | 1102.797 | 56.979 | 805.096 | 773.464
8 | 23 | 12 | 1021 | 72 | 31 | 3 | 1089.536 | 56.833 | 796.018 | 764.82
8 | 23 | 13 | 1008 | 70 | 31 | 4 | 998.861 | 52.782 | 745.468 | 716.628
8 | 23 | 14 | 982 | 66 | 30 | 4 | 838.935 | 48.403 | 637.827 | 613.691
8 | 23 | 15 | 935 | 60 | 29 | 3 | 623.229 | 44.086 | 474.827 | 456.994
8 | 23 | 16 | 846 | 51 | 27 | 3 | 372.073 | 35.885 | 273.128 | 261.727
8 | 23 | 17 | 645 | 35 | 24 | 2 | 119.527 | 26.763 | 68.334 | 61.917
8 | 23 | 18 | 0 | 0 | 20 | 1 | 0 | 20 | 0 | 0
8 | 23 | 19 | 0 | 0 | 18 | 1 | 0 | 18 | 0 | 0
8 | 23 | 20 | 0 | 0 | 17 | 1 | 0 | 17 | 0 | 0
8 | 23 | 21 | 0 | 0 | 16 | 0 | 0 | 16 | 0 | 0
8 | 23 | 22 | 0 | 0 | 15 | 0 | 0 | 15 | 0 | 0
8 | 23 | 23 | 0 | 0 | 15 | 0 | 0 | 15 | 0 | 0
8 | 24 | 0 | 0 | 0 | 14 | 0 | 0 | 14 | 0 | 0
8 | 24 | 1 | 0 | 0 | 14 | 0 | 0 | 14 | 0 | 0
8 | 24 | 2 | 0 | 0 | 14 | 0 | 0 | 14 | 0 | 0
8 | 24 | 3 | 0 | 0 | 14 | 0 | 0 | 14 | 0 | 0
8 | 24 | 4 | 0 | 0 | 14 | 0 | 0 | 14 | 0 | 0
8 | 24 | 5 | 0 | 19 | 16 | 0 | 18.017 | 12.936 | 16.357 | 10.956
8 | 24 | 6 | 448 | 70 | 20 | 0 | 166.89 | 24.455 | 119.707 | 112.186
8 | 24 | 7 | 887 | 51 | 23 | 1 | 457.798 | 36.049 | 348.951 | 335.309
8 | 24 | 8 | 956 | 59 | 26 | 1 | 699.52 | 47.193 | 529.739 | 509.893
8 | 24 | 9 | 993 | 64 | 29 | 1 | 896.894 | 56.372 | 654.835 | 629.984
8 | 24 | 10 | 1010 | 70 | 31 | 1 | 1033.491 | 62.536 | 730.999 | 702.816
8 | 24 | 11 | 1018 | 71 | 32 | 2 | 1096.561 | 60.856 | 783.374 | 752.774
8 | 24 | 12 | 1016 | 71 | 33 | 3 | 1083.041 | 58.603 | 783.529 | 752.922
8 | 24 | 13 | 998 | 72 | 32 | 3 | 991.03 | 55.636 | 728.199 | 700.143
8 | 24 | 14 | 969 | 69 | 31 | 3 | 830.802 | 50.986 | 622.996 | 599.474
8 | 24 | 15 | 310 | 251 | 29 | 3 | 438.947 | 39.906 | 346.408 | 332.845
8 | 24 | 16 | 418 | 131 | 26 | 3 | 288.531 | 32.497 | 223.894 | 213.834
8 | 24 | 17 | 215 | 61 | 24 | 2 | 85.39 | 25.571 | 61.993 | 55.705
8 | 24 | 18 | 0 | 0 | 22 | 1 | 0 | 22 | 0 | 0
8 | 24 | 19 | 0 | 0 | 20 | 1 | 0 | 20 | 0 | 0
8 | 24 | 20 | 0 | 0 | 19 | 1 | 0 | 19 | 0 | 0
8 | 24 | 21 | 0 | 0 | 18 | 1 | 0 | 18 | 0 | 0
8 | 24 | 22 | 0 | 0 | 18 | 1 | 0 | 18 | 0 | 0
8 | 24 | 23 | 0 | 0 | 17 | 1 | 0 | 17 | 0 | 0
8 | 25 | 0 | 0 | 0 | 17 | 0 | 0 | 17 | 0 | 0
8 | 25 | 1 | 0 | 0 | 16 | 0 | 0 | 16 | 0 | 0
8 | 25 | 2 | 0 | 0 | 16 | 0 | 0 | 16 | 0 | 0
8 | 25 | 3 | 0 | 0 | 16 | 0 | 0 | 16 | 0 | 0
8 | 25 | 4 | 0 | 0 | 16 | 0 | 0 | 16 | 0 | 0
8 | 25 | 5 | 0 | 20 | 17 | 0 | 18.959 | 14.049 | 17.128 | 11.713
8 | 25 | 6 | 248 | 89 | 20 | 1 | 139.721 | 22.407 | 108.068 | 100.805
8 | 25 | 7 | 318 | 181 | 23 | 2 | 325.62 | 30.462 | 263.763 | 252.624
8 | 25 | 8 | 304 | 285 | 25 | 2 | 492.965 | 37.385 | 396.029 | 380.888
8 | 25 | 9 | 484 | 326 | 26 | 3 | 747.217 | 43.125 | 586.196 | 564.163
8 | 25 | 10 | 402 | 411 | 27 | 3 | 811.377 | 46.114 | 627.813 | 604.093
8 | 25 | 11 | 276 | 474 | 28 | 3 | 775.317 | 46.435 | 599.038 | 576.492
8 | 25 | 12 | 399 | 460 | 27 | 3 | 878.357 | 47.662 | 674.279 | 648.598
8 | 25 | 13 | 407 | 383 | 27 | 4 | 771.629 | 43.851 | 603.94 | 581.195
8 | 25 | 14 | 478 | 292 | 27 | 4 | 679.465 | 41.742 | 535.95 | 515.869
8 | 25 | 15 | 643 | 154 | 26 | 4 | 545.85 | 37.782 | 431.69 | 415.36
8 | 25 | 16 | 813 | 51 | 25 | 3 | 356.314 | 33.328 | 264.365 | 253.21
8 | 25 | 17 | 227 | 59 | 22 | 2 | 84.837 | 23.74 | 61.485 | 55.207
8 | 25 | 18 | 0 | 0 | 20 | 1 | 0 | 20 | 0 | 0
8 | 25 | 19 | 0 | 0 | 19 | 1 | 0 | 19 | 0 | 0
8 | 25 | 20 | 0 | 0 | 18 | 0 | 0 | 18 | 0 | 0
8 | 25 | 21 | 0 | 0 | 18 | 0 | 0 | 18 | 0 | 0
8 | 25 | 22 | 0 | 0 | 18 | 0 | 0 | 18 | 0 | 0
8 | 25 | 23 | 0 | 0 | 17 | 0 | 0 | 17 | 0 | 0
8 | 26 | 0 | 0 | 0 | 17 | 0 | 0 | 17 | 0 | 0
8 | 26 | 1 | 0 | 0 | 17 | 0 | 0 | 17 | 0 | 0
8 | 26 | 2 | 0 | 0 | 16 | 0 | 0 | 16 | 0 | 0
8 | 26 | 3 | 0 | 0 | 16 | 0 | 0 | 16 | 0 | 0
8 | 26 | 4 | 0 | 0 | 16 | 0 | 0 | 16 | 0 | 0
8 | 26 | 5 | 0 | 12 | 18 | 0 | 11.362 | 14.728 | 10.233 | 4.945
8 | 26 | 6 | 0 | 52 | 21 | 1 | 49.364 | 20.429 | 43.324 | 37.408
8 | 26 | 7 | 27 | 168 | 24 | 2 | 175.294 | 27.192 | 148.299 | 140.121
8 | 26 | 8 | 129 | 299 | 27 | 2 | 386.187 | 36.18 | 313.151 | 300.594
8 | 26 | 9 | 229 | 387 | 29 | 3 | 584.854 | 42.187 | 461.381 | 444.024
8 | 26 | 10 | 450 | 415 | 30 | 4 | 861.359 | 48.097 | 659.585 | 634.533
8 | 26 | 11 | 475 | 443 | 31 | 4 | 948.001 | 51.344 | 713.661 | 686.255
8 | 26 | 12 | 442 | 450 | 31 | 4 | 910.58 | 50.745 | 687.674 | 661.413
8 | 26 | 13 | 982 | 70 | 31 | 5 | 972.471 | 50.121 | 736.172 | 707.755
8 | 26 | 14 | 954 | 66 | 30 | 4 | 813.364 | 47.833 | 620.104 | 596.701
8 | 26 | 15 | 903 | 60 | 29 | 4 | 599.499 | 42.145 | 460.918 | 443.577
8 | 26 | 16 | 809 | 50 | 27 | 3 | 352.039 | 35.366 | 258.176 | 247.192
8 | 26 | 17 | 597 | 33 | 24 | 2 | 106.89 | 26.359 | 60.684 | 54.422
8 | 26 | 18 | 0 | 0 | 22 | 1 | 0 | 22 | 0 | 0
8 | 26 | 19 | 0 | 0 | 20 | 0 | 0 | 20 | 0 | 0
8 | 26 | 20 | 0 | 0 | 19 | 0 | 0 | 19 | 0 | 0
8 | 26 | 21 | 0 | 0 | 19 | 0 | 0 | 19 | 0 | 0
8 | 26 | 22 | 0 | 0 | 18 | 0 | 0 | 18 | 0 | 0
8 | 26 | 23 | 0 | 0 | 18 | 0 | 0 | 18 | 0 | 0
8 | 27 | 0 | 0 | 0 | 17 | 0 | 0 | 17 | 0 | 0
8 | 27 | 1 | 0 | 0 | 17 | 0 | 0 | 17 | 0 | 0
8 | 27 | 2 | 0 | 0 | 17 | 0 | 0 | 17 | 0 | 0
8 | 27 | 3 | 0 | 0 | 17 | 0 | 0 | 17 | 0 | 0
8 | 27 | 4 | 0 | 0 | 17 | 0 | 0 | 17 | 0 | 0
8 | 27 | 5 | 0 | 14 | 19 | 0 | 13.262 | 15.887 | 11.882 | 6.564
8 | 27 | 6 | 393 | 74 | 22 | 0 | 157.902 | 26.09 | 114.03 | 106.636
8 | 27 | 7 | 876 | 51 | 25 | 1 | 453.144 | 37.854 | 342.374 | 328.935
8 | 27 | 8 | 948 | 59 | 28 | 1 | 694.744 | 48.97 | 521.243 | 501.716
8 | 27 | 9 | 988 | 65 | 30 | 2 | 894.244 | 53.275 | 664.058 | 638.815
8 | 27 | 10 | 1008 | 70 | 31 | 2 | 1031.611 | 58.027 | 748.443 | 719.467
8 | 27 | 11 | 1017 | 73 | 32 | 2 | 1097.002 | 60.861 | 783.662 | 753.049
8 | 27 | 12 | 1014 | 73 | 33 | 3 | 1081.525 | 58.571 | 782.561 | 752
8 | 27 | 13 | 1000 | 71 | 34 | 3 | 988.958 | 57.524 | 719.104 | 691.456
8 | 27 | 14 | 969 | 69 | 33 | 3 | 826.863 | 52.849 | 613.702 | 590.56
8 | 27 | 15 | 915 | 63 | 32 | 3 | 608.113 | 46.689 | 456.566 | 439.378
8 | 27 | 16 | 814 | 53 | 30 | 3 | 355.195 | 38.476 | 256.361 | 245.427
8 | 27 | 17 | 586 | 35 | 27 | 2 | 106.053 | 29.412 | 59.85 | 53.605
8 | 27 | 18 | 0 | 0 | 24 | 0 | 0 | 24 | 0 | 0
8 | 27 | 19 | 0 | 0 | 22 | 0 | 0 | 22 | 0 | 0
8 | 27 | 20 | 0 | 0 | 21 | 0 | 0 | 21 | 0 | 0
8 | 27 | 21 | 0 | 0 | 20 | 0 | 0 | 20 | 0 | 0
8 | 27 | 22 | 0 | 0 | 19 | 0 | 0 | 19 | 0 | 0
8 | 27 | 23 | 0 | 0 | 19 | 0 | 0 | 19 | 0 | 0
8 | 28 | 0 | 0 | 0 | 19 | 0 | 0 | 19 | 0 | 0
8 | 28 | 1 | 0 | 0 | 18 | 0 | 0 | 18 | 0 | 0
8 | 28 | 2 | 0 | 0 | 18 | 0 | 0 | 18 | 0 | 0
8 | 28 | 3 | 0 | 0 | 18 | 0 | 0 | 18 | 0 | 0
8 | 28 | 4 | 0 | 0 | 18 | 0 | 0 | 18 | 0 | 0
8 | 28 | 5 | 0 | 14 | 20 | 0 | 13.262 | 16.962 | 11.825 | 6.508
8 | 28 | 6 | 403 | 72 | 24 | 0 | 158.234 | 28.178 | 112.656 | 105.292
8 | 28 | 7 | 881 | 52 | 28 | 0 | 456.584 | 44.587 | 333.402 | 320.237
8 | 28 | 8 | 955 | 59 | 31 | 1 | 699.549 | 52.021 | 516.368 | 497.022
8 | 28 | 9 | 995 | 64 | 33 | 0 | 899.087 | 65.935 | 621.835 | 598.36
8 | 28 | 10 | 1018 | 66 | 34 | 0 | 1036.679 | 71.565 | 695.467 | 668.865
8 | 28 | 11 | 1026 | 68 | 35 | 0 | 1100.267 | 74.763 | 724.229 | 696.351
8 | 28 | 12 | 1023 | 69 | 36 | 0 | 1085.417 | 75.534 | 711.029 | 683.741
8 | 28 | 13 | 1007 | 68 | 36 | 1 | 991.031 | 66.742 | 683.738 | 657.648
8 | 28 | 14 | 978 | 65 | 35 | 1 | 828.084 | 61.259 | 586.578 | 564.53
8 | 28 | 15 | 925 | 59 | 34 | 2 | 607.984 | 50.616 | 446.819 | 429.97
8 | 28 | 16 | 826 | 50 | 33 | 2 | 354.588 | 42.712 | 249.797 | 239.043
8 | 28 | 17 | 598 | 33 | 29 | 1 | 103.99 | 32.16 | 56.962 | 50.775
8 | 28 | 18 | 0 | 0 | 26 | 0 | 0 | 26 | 0 | 0
8 | 28 | 19 | 0 | 0 | 24 | 0 | 0 | 24 | 0 | 0
8 | 28 | 20 | 0 | 0 | 23 | 0 | 0 | 23 | 0 | 0
8 | 28 | 21 | 0 | 0 | 22 | 0 | 0 | 22 | 0 | 0
8 | 28 | 22 | 0 | 0 | 21 | 0 | 0 | 21 | 0 | 0
8 | 28 | 23 | 0 | 0 | 21 | 0 | 0 | 21 | 0 | 0
8 | 29 | 0 | 0 | 0 | 20 | 0 | 0 | 20 | 0 | 0
8 | 29 | 1 | 0 | 0 | 20 | 0 | 0 | 20 | 0 | 0
8 | 29 | 2 | 0 | 0 | 20 | 0 | 0 | 20 | 0 | 0
8 | 29 | 3 | 0 | 0 | 20 | 0 | 0 | 20 | 0 | 0
8 | 29 | 4 | 0 | 0 | 20 | 0 | 0 | 20 | 0 | 0
8 | 29 | 5 | 0 | 14 | 22 | 0 | 13.263 | 19.094 | 11.711 | 6.396
8 | 29 | 6 | 438 | 67 | 25 | 0 | 162.327 | 29.405 | 113.602 | 106.217
8 | 29 | 7 | 898 | 49 | 29 | 1 | 461.207 | 42.094 | 340.916 | 327.522
8 | 29 | 8 | 969 | 56 | 32 | 1 | 705.742 | 53.178 | 517.65 | 498.257
8 | 29 | 9 | 1008 | 60 | 34 | 2 | 905.628 | 57.438 | 657.32 | 632.364
8 | 29 | 10 | 1024 | 66 | 35 | 2 | 1042.257 | 62.122 | 738.936 | 710.393
8 | 29 | 11 | 1032 | 67 | 36 | 2 | 1104.801 | 64.863 | 771.377 | 741.34
8 | 29 | 12 | 1028 | 68 | 37 | 2 | 1088.539 | 65.597 | 756.75 | 727.392
8 | 29 | 13 | 1014 | 67 | 37 | 3 | 995.191 | 60.58 | 711.329 | 684.028
8 | 29 | 14 | 986 | 64 | 36 | 3 | 831.682 | 55.904 | 606.935 | 584.069
8 | 29 | 15 | 935 | 58 | 35 | 3 | 610.966 | 49.74 | 450.901 | 433.91
8 | 29 | 16 | 835 | 49 | 32 | 3 | 354.879 | 40.491 | 252.328 | 241.504
8 | 29 | 17 | 603 | 32 | 28 | 2 | 102.024 | 30.328 | 55.803 | 49.64
8 | 29 | 18 | 0 | 0 | 25 | 1 | 0 | 25 | 0 | 0
8 | 29 | 19 | 0 | 0 | 23 | 0 | 0 | 23 | 0 | 0
8 | 29 | 20 | 0 | 0 | 22 | 0 | 0 | 22 | 0 | 0
8 | 29 | 21 | 0 | 0 | 21 | 0 | 0 | 21 | 0 | 0
8 | 29 | 22 | 0 | 0 | 21 | 0 | 0 | 21 | 0 | 0
8 | 29 | 23 | 0 | 0 | 20 | 0 | 0 | 20 | 0 | 0
8 | 30 | 0 | 0 | 0 | 20 | 0 | 0 | 20 | 0 | 0
8 | 30 | 1 | 0 | 0 | 20 | 0 | 0 | 20 | 0 | 0
8 | 30 | 2 | 0 | 0 | 19 | 0 | 0 | 19 | 0 | 0
8 | 30 | 3 | 0 | 0 | 19 | 0 | 0 | 19 | 0 | 0
8 | 30 | 4 | 0 | 0 | 19 | 0 | 0 | 19 | 0 | 0
8 | 30 | 5 | 0 | 16 | 20 | 0 | 15.165 | 17.059 | 13.516 | 8.168
8 | 30 | 6 | 400 | 71 | 24 | 0 | 156.862 | 28.14 | 111.669 | 104.327
8 | 30 | 7 | 887 | 53 | 28 | 1 | 460.594 | 41.055 | 342.529 | 329.086
8 | 30 | 8 | 961 | 61 | 32 | 1 | 705.979 | 53.182 | 517.888 | 498.486
8 | 30 | 9 | 1001 | 66 | 34 | 2 | 906.386 | 57.457 | 657.819 | 632.842
8 | 30 | 10 | 1023 | 68 | 36 | 2 | 1043.353 | 63.105 | 735.57 | 707.18
8 | 30 | 11 | 1030 | 70 | 37 | 2 | 1105.646 | 65.836 | 767.622 | 737.76
8 | 30 | 12 | 1025 | 70 | 37 | 3 | 1086.983 | 62.56 | 768.99 | 739.065
8 | 30 | 13 | 1007 | 70 | 37 | 3 | 990.933 | 60.486 | 708.646 | 681.463
8 | 30 | 14 | 976 | 66 | 36 | 3 | 824.603 | 55.742 | 602.256 | 579.58
8 | 30 | 15 | 919 | 60 | 35 | 4 | 601.94 | 48.196 | 447.781 | 430.898
8 | 30 | 16 | 819 | 49 | 33 | 3 | 347.176 | 41.304 | 245.536 | 234.898
8 | 30 | 17 | 582 | 31 | 29 | 2 | 97.065 | 31.197 | 52.697 | 46.596
8 | 30 | 18 | 0 | 0 | 26 | 1 | 0 | 26 | 0 | 0
8 | 30 | 19 | 0 | 0 | 24 | 0 | 0 | 24 | 0 | 0
8 | 30 | 20 | 0 | 0 | 23 | 0 | 0 | 23 | 0 | 0
8 | 30 | 21 | 0 | 0 | 22 | 0 | 0 | 22 | 0 | 0
8 | 30 | 22 | 0 | 0 | 22 | 0 | 0 | 22 | 0 | 0
8 | 30 | 23 | 0 | 0 | 21 | 0 | 0 | 21 | 0 | 0
8 | 31 | 0 | 0 | 0 | 20 | 0 | 0 | 20 | 0 | 0
8 | 31 | 1 | 0 | 0 | 19 | 0 | 0 | 19 | 0 | 0
8 | 31 | 2 | 0 | 0 | 19 | 0 | 0 | 19 | 0 | 0
8 | 31 | 3 | 0 | 0 | 18 | 0 | 0 | 18 | 0 | 0
8 | 31 | 4 | 0 | 0 | 18 | 0 | 0 | 18 | 0 | 0
8 | 31 | 5 | 0 | 11 | 19 | 0 | 10.414 | 15.804 | 9.334 | 4.063
8 | 31 | 6 | 395 | 70 | 21 | 1 | 154.944 | 23.883 | 112.548 | 105.187
8 | 31 | 7 | 423 | 156 | 25 | 2 | 353.339 | 33.251 | 280.24 | 268.638
8 | 31 | 8 | 971 | 56 | 28 | 2 | 707.321 | 45.822 | 539.49 | 519.275
8 | 31 | 9 | 1009 | 61 | 31 | 2 | 907.627 | 54.593 | 669.165 | 643.704
8 | 31 | 10 | 1022 | 70 | 33 | 3 | 1044.416 | 57.381 | 760.448 | 730.919
8 | 31 | 11 | 1029 | 72 | 34 | 3 | 1106.364 | 59.954 | 794.398 | 763.277
8 | 31 | 12 | 1024 | 72 | 35 | 3 | 1087.353 | 60.641 | 777.677 | 747.345
8 | 31 | 13 | 1007 | 72 | 35 | 3 | 991.893 | 58.567 | 716.994 | 689.44
8 | 31 | 14 | 975 | 69 | 34 | 4 | 825.498 | 52.053 | 615.079 | 591.881
8 | 31 | 15 | 916 | 63 | 33 | 3 | 601.549 | 47.532 | 448.948 | 432.025
8 | 31 | 16 | 0 | 36 | 33 | 0 | 34.135 | 38.128 | 27.519 | 21.908
8 | 31 | 17 | 0 | 17 | 30 | 0 | 16.095 | 28.277 | 13.616 | 8.266
8 | 31 | 18 | 0 | 0 | 28 | 0 | 0 | 28 | 0 | 0
8 | 31 | 19 | 0 | 0 | 27 | 0 | 0 | 27 | 0 | 0
8 | 31 | 20 | 0 | 0 | 26 | 0 | 0 | 26 | 0 | 0
8 | 31 | 21 | 0 | 0 | 25 | 0 | 0 | 25 | 0 | 0
8 | 31 | 22 | 0 | 0 | 24 | 0 | 0 | 24 | 0 | 0
8 | 31 | 23 | 0 | 0 | 23 | 0 | 0 | 23 | 0 | 0
9 | 1 | 0 | 0 | 0 | 22 | 0 | 0 | 22 | 0 | 0
9 | 1 | 1 | 0 | 0 | 22 | 0 | 0 | 22 | 0 | 0
9 | 1 | 2 | 0 | 0 | 21 | 0 | 0 | 21 | 0 | 0
9 | 1 | 3 | 0 | 0 | 21 | 0 | 0 | 21 | 0 | 0
9 | 1 | 4 | 0 | 0 | 20 | 0 | 0 | 20 | 0 | 0
9 | 1 | 5 | 0 | 8 | 21 | 0 | 7.568 | 17.803 | 6.723 | 1.499
9 | 1 | 6 | 256 | 82 | 24 | 2 | 135.529 | 25.986 | 102.251 | 95.115
9 | 1 | 7 | 225 | 186 | 27 | 3 | 286.939 | 32.733 | 231.405 | 221.146
9 | 1 | 8 | 134 | 293 | 29 | 2 | 385.352 | 38.512 | 308.812 | 296.383
9 | 1 | 9 | 895 | 103 | 31 | 2 | 857.874 | 52.525 | 639.751 | 615.535
9 | 1 | 10 | 917 | 111 | 32 | 2 | 988.842 | 57.88 | 718.009 | 690.41
9 | 1 | 11 | 923 | 116 | 33 | 3 | 1047.216 | 57.612 | 761.833 | 732.24
9 | 1 | 12 | 916 | 118 | 33 | 3 | 1029.457 | 57.353 | 749.935 | 720.89
9 | 1 | 13 | 414 | 368 | 33 | 3 | 761.525 | 51.509 | 572.436 | 550.947
9 | 1 | 14 | 243 | 343 | 33 | 2 | 535.87 | 47.675 | 410.314 | 394.703
9 | 1 | 15 | 408 | 215 | 32 | 2 | 456.245 | 44.055 | 350.859 | 337.159
9 | 1 | 16 | 663 | 75 | 30 | 1 | 314.577 | 40.027 | 226.467 | 216.339
9 | 1 | 17 | 384 | 43 | 27 | 0 | 83.678 | 31.382 | 51.447 | 45.371
9 | 1 | 18 | 0 | 0 | 26 | 0 | 0 | 26 | 0 | 0
9 | 1 | 19 | 0 | 0 | 25 | 0 | 0 | 25 | 0 | 0
9 | 1 | 20 | 0 | 0 | 25 | 0 | 0 | 25 | 0 | 0
9 | 1 | 21 | 0 | 0 | 25 | 0 | 0 | 25 | 0 | 0
9 | 1 | 22 | 0 | 0 | 24 | 0 | 0 | 24 | 0 | 0
9 | 1 | 23 | 0 | 0 | 24 | 0 | 0 | 24 | 0 | 0
9 | 2 | 0 | 0 | 0 | 23 | 0 | 0 | 23 | 0 | 0
9 | 2 | 1 | 0 | 0 | 22 | 0 | 0 | 22 | 0 | 0
9 | 2 | 2 | 0 | 0 | 21 | 0 | 0 | 21 | 0 | 0
9 | 2 | 3 | 0 | 0 | 21 | 0 | 0 | 21 | 0 | 0
9 | 2 | 4 | 0 | 0 | 21 | 0 | 0 | 21 | 0 | 0
9 | 2 | 5 | 0 | 0 | 22 | 0 | 0 | 22 | 0 | 0
9 | 2 | 6 | 291 | 78 | 25 | 1 | 140.693 | 27.488 | 104.056 | 96.881
9 | 2 | 7 | 399 | 159 | 28 | 2 | 345.945 | 36.042 | 271.043 | 259.7
9 | 2 | 8 | 832 | 93 | 30 | 2 | 657.087 | 46.525 | 499.971 | 481.23
9 | 2 | 9 | 882 | 104 | 31 | 2 | 848.163 | 53.032 | 630.783 | 606.939
9 | 2 | 10 | 468 | 400 | 32 | 1 | 871.35 | 59.058 | 628.664 | 604.908
9 | 2 | 11 | 0 | 101 | 33 | 1 | 96.512 | 38.354 | 77.719 | 71.107
9 | 2 | 12 | 0 | 50 | 32 | 1 | 47.638 | 32.274 | 39.532 | 33.69
9 | 2 | 13 | 0 | 28 | 32 | 1 | 26.64 | 31.369 | 22.204 | 16.693
9 | 2 | 14 | 0 | 69 | 31 | 0 | 65.635 | 31.601 | 54.644 | 48.504
9 | 2 | 15 | 53 | 228 | 30 | 0 | 255.289 | 38.783 | 204.32 | 194.767
9 | 2 | 16 | 296 | 132 | 29 | 0 | 236.44 | 38.603 | 178.957 | 170.041
9 | 2 | 17 | 29 | 47 | 28 | 0 | 47.465 | 30.2 | 38.41 | 32.59
9 | 2 | 18 | 0 | 0 | 26 | 0 | 0 | 26 | 0 | 0
9 | 2 | 19 | 0 | 0 | 25 | 0 | 0 | 25 | 0 | 0
9 | 2 | 20 | 0 | 0 | 25 | 0 | 0 | 25 | 0 | 0
9 | 2 | 21 | 0 | 0 | 24 | 0 | 0 | 24 | 0 | 0
9 | 2 | 22 | 0 | 0 | 24 | 0 | 0 | 24 | 0 | 0
9 | 2 | 23 | 0 | 0 | 24 | 0 | 0 | 24 | 0 | 0
9 | 3 | 0 | 0 | 0 | 23 | 0 | 0 | 23 | 0 | 0
9 | 3 | 1 | 0 | 0 | 23 | 0 | 0 | 23 | 0 | 0
9 | 3 | 2 | 0 | 0 | 23 | 0 | 0 | 23 | 0 | 0
9 | 3 | 3 | 0 | 0 | 22 | 0 | 0 | 22 | 0 | 0
9 | 3 | 4 | 0 | 0 | 22 | 0 | 0 | 22 | 0 | 0
9 | 3 | 5 | 0 | 0 | 23 | 0 | 0 | 23 | 0 | 0
9 | 3 | 6 | 0 | 9 | 25 | 0 | 8.515 | 22.037 | 7.418 | 2.181
9 | 3 | 7 | 0 | 92 | 27 | 0 | 87.579 | 28.059 | 74.166 | 67.628
9 | 3 | 8 | 806 | 103 | 30 | 0 | 650.572 | 52.475 | 479.767 | 461.757
9 | 3 | 9 | 860 | 114 | 31 | 1 | 840.38 | 56.578 | 613.026 | 589.912
9 | 3 | 10 | 881 | 124 | 32 | 1 | 968.157 | 61.578 | 688.539 | 662.24
9 | 3 | 11 | 428 | 355 | 33 | 2 | 813.538 | 54.978 | 600.494 | 577.889
9 | 3 | 12 | 0 | 92 | 33 | 2 | 87.803 | 36.51 | 71.359 | 64.879
9 | 3 | 13 | 0 | 93 | 33 | 2 | 88.638 | 34.281 | 72.836 | 66.325
9 | 3 | 14 | 31 | 279 | 32 | 2 | 301.204 | 38.79 | 241.879 | 231.339
9 | 3 | 15 | 0 | 38 | 32 | 2 | 36.068 | 32.531 | 29.893 | 24.237
9 | 3 | 16 | 0 | 84 | 30 | 2 | 79.952 | 30.776 | 66.83 | 60.443
9 | 3 | 17 | 0 | 23 | 28 | 2 | 21.796 | 27.288 | 18.526 | 13.085
9 | 3 | 18 | 0 | 0 | 26 | 2 | 0 | 26 | 0 | 0
9 | 3 | 19 | 0 | 0 | 24 | 1 | 0 | 24 | 0 | 0
9 | 3 | 20 | 0 | 0 | 23 | 1 | 0 | 23 | 0 | 0
9 | 3 | 21 | 0 | 0 | 22 | 0 | 0 | 22 | 0 | 0
9 | 3 | 22 | 0 | 0 | 21 | 0 | 0 | 21 | 0 | 0
9 | 3 | 23 | 0 | 0 | 21 | 1 | 0 | 21 | 0 | 0
9 | 4 | 0 | 0 | 0 | 20 | 1 | 0 | 20 | 0 | 0
9 | 4 | 1 | 0 | 0 | 20 | 1 | 0 | 20 | 0 | 0
9 | 4 | 2 | 0 | 0 | 19 | 1 | 0 | 19 | 0 | 0
9 | 4 | 3 | 0 | 0 | 18 | 1 | 0 | 18 | 0 | 0
9 | 4 | 4 | 0 | 0 | 18 | 1 | 0 | 18 | 0 | 0
9 | 4 | 5 | 0 | 0 | 18 | 1 | 0 | 18 | 0 | 0
9 | 4 | 6 | 25 | 81 | 19 | 1 | 83.116 | 19.423 | 71.91 | 65.419
9 | 4 | 7 | 0 | 92 | 20 | 1 | 87.589 | 21.039 | 76.657 | 70.068
9 | 4 | 8 | 8 | 173 | 22 | 1 | 171.5 | 25.829 | 146.699 | 138.559
9 | 4 | 9 | 9 | 168 | 23 | 1 | 168.755 | 27.177 | 143.488 | 135.422
9 | 4 | 10 | 196 | 444 | 25 | 1 | 645.839 | 43.533 | 506.496 | 487.516
9 | 4 | 11 | 377 | 422 | 26 | 2 | 824.369 | 47.588 | 633.091 | 609.152
9 | 4 | 12 | 352 | 420 | 27 | 2 | 791.294 | 48.248 | 605.555 | 582.745
9 | 4 | 13 | 140 | 398 | 28 | 2 | 537.1 | 42.855 | 422.619 | 406.596
9 | 4 | 14 | 429 | 283 | 27 | 2 | 627.919 | 43.398 | 490.891 | 472.481
9 | 4 | 15 | 571 | 159 | 26 | 2 | 495.452 | 39.352 | 388.015 | 373.136
9 | 4 | 16 | 272 | 130 | 25 | 1 | 224.926 | 32.49 | 175.679 | 166.844
9 | 4 | 17 | 122 | 46 | 23 | 1 | 56.155 | 23.838 | 42.689 | 36.786
9 | 4 | 18 | 0 | 0 | 21 | 0 | 0 | 21 | 0 | 0
9 | 4 | 19 | 0 | 0 | 20 | 0 | 0 | 20 | 0 | 0
9 | 4 | 20 | 0 | 0 | 20 | 0 | 0 | 20 | 0 | 0
9 | 4 | 21 | 0 | 0 | 19 | 0 | 0 | 19 | 0 | 0
9 | 4 | 22 | 0 | 0 | 18 | 0 | 0 | 18 | 0 | 0
9 | 4 | 23 | 0 | 0 | 18 | 0 | 0 | 18 | 0 | 0
9 | 5 | 0 | 0 | 0 | 17 | 0 | 0 | 17 | 0 | 0
9 | 5 | 1 | 0 | 0 | 17 | 0 | 0 | 17 | 0 | 0
9 | 5 | 2 | 0 | 0 | 17 | 0 | 0 | 17 | 0 | 0
9 | 5 | 3 | 0 | 0 | 17 | 0 | 0 | 17 | 0 | 0
9 | 5 | 4 | 0 | 0 | 17 | 0 | 0 | 17 | 0 | 0
9 | 5 | 5 | 0 | 0 | 18 | 0 | 0 | 18 | 0 | 0
9 | 5 | 6 | 261 | 78 | 20 | 1 | 133.235 | 22.1 | 101.853 | 94.726
9 | 5 | 7 | 774 | 72 | 23 | 1 | 430.803 | 35.088 | 331.608 | 318.498
9 | 5 | 8 | 526 | 208 | 26 | 2 | 571.39 | 40.683 | 449.873 | 432.918
9 | 5 | 9 | 521 | 300 | 28 | 2 | 755.703 | 47.635 | 579.035 | 557.286
9 | 5 | 10 | 76 | 417 | 29 | 2 | 494.879 | 42.681 | 389.836 | 374.898
9 | 5 | 11 | 16 | 242 | 30 | 2 | 250.308 | 36.683 | 203.255 | 193.73
9 | 5 | 12 | 44 | 373 | 31 | 2 | 420.184 | 41.304 | 333.353 | 320.19
9 | 5 | 13 | 0 | 88 | 31 | 2 | 83.832 | 33.134 | 69.275 | 62.838
9 | 5 | 14 | 70 | 318 | 30 | 2 | 371.46 | 38.55 | 298.499 | 286.372
9 | 5 | 15 | 71 | 230 | 29 | 2 | 267.835 | 35.744 | 217.355 | 207.466
9 | 5 | 16 | 0 | 50 | 27 | 1 | 47.445 | 27.896 | 40.21 | 34.355
9 | 5 | 17 | 0 | 2 | 25 | 1 | 1.89 | 23.23 | 1.637 | 0
9 | 5 | 18 | 0 | 0 | 23 | 0 | 0 | 23 | 0 | 0
9 | 5 | 19 | 0 | 0 | 22 | 0 | 0 | 22 | 0 | 0
9 | 5 | 20 | 0 | 0 | 21 | 0 | 0 | 21 | 0 | 0
9 | 5 | 21 | 0 | 0 | 21 | 0 | 0 | 21 | 0 | 0
9 | 5 | 22 | 0 | 0 | 21 | 0 | 0 | 21 | 0 | 0
9 | 5 | 23 | 0 | 0 | 20 | 0 | 0 | 20 | 0 | 0
9 | 6 | 0 | 0 | 0 | 20 | 0 | 0 | 20 | 0 | 0
9 | 6 | 1 | 0 | 0 | 20 | 0 | 0 | 20 | 0 | 0
9 | 6 | 2 | 0 | 0 | 20 | 0 | 0 | 20 | 0 | 0
9 | 6 | 3 | 0 | 0 | 19 | 0 | 0 | 19 | 0 | 0
9 | 6 | 4 | 0 | 0 | 19 | 0 | 0 | 19 | 0 | 0
9 | 6 | 5 | 0 | 0 | 20 | 0 | 0 | 20 | 0 | 0
9 | 6 | 6 | 315 | 73 | 22 | 1 | 141.608 | 24.427 | 105.064 | 97.868
9 | 6 | 7 | 397 | 155 | 26 | 1 | 342.094 | 35.446 | 268.75 | 257.472
9 | 6 | 8 | 193 | 287 | 29 | 1 | 419.975 | 41.645 | 330.831 | 317.745
9 | 6 | 9 | 219 | 375 | 30 | 1 | 568.185 | 47.226 | 436.686 | 420.185
9 | 6 | 10 | 172 | 441 | 31 | 1 | 620.757 | 50.262 | 469.965 | 452.305
9 | 6 | 11 | 25 | 339 | 32 | 1 | 366.773 | 44.244 | 286.628 | 274.843
9 | 6 | 12 | 21 | 310 | 31 | 1 | 322.835 | 40.892 | 256.659 | 245.716
9 | 6 | 13 | 0 | 59 | 30 | 1 | 56.165 | 31.541 | 46.773 | 40.789
9 | 6 | 14 | 0 | 30 | 29 | 1 | 28.502 | 28.321 | 24.107 | 18.561
9 | 6 | 15 | 0 | 22 | 28 | 1 | 20.867 | 26.889 | 17.77 | 12.343
9 | 6 | 16 | 0 | 10 | 27 | 1 | 9.467 | 25.434 | 8.117 | 2.868
9 | 6 | 17 | 351 | 35 | 26 | 1 | 67.611 | 26.217 | 41.639 | 35.756
9 | 6 | 18 | 0 | 0 | 24 | 0 | 0 | 24 | 0 | 0
9 | 6 | 19 | 0 | 0 | 22 | 0 | 0 | 22 | 0 | 0
9 | 6 | 20 | 0 | 0 | 21 | 0 | 0 | 21 | 0 | 0
9 | 6 | 21 | 0 | 0 | 21 | 0 | 0 | 21 | 0 | 0
9 | 6 | 22 | 0 | 0 | 20 | 0 | 0 | 20 | 0 | 0
9 | 6 | 23 | 0 | 0 | 20 | 0 | 0 | 20 | 0 | 0
9 | 7 | 0 | 0 | 0 | 20 | 0 | 0 | 20 | 0 | 0
9 | 7 | 1 | 0 | 0 | 19 | 0 | 0 | 19 | 0 | 0
9 | 7 | 2 | 0 | 0 | 19 | 0 | 0 | 19 | 0 | 0
9 | 7 | 3 | 0 | 0 | 19 | 0 | 0 | 19 | 0 | 0
9 | 7 | 4 | 0 | 0 | 18 | 0 | 0 | 18 | 0 | 0
9 | 7 | 5 | 0 | 0 | 19 | 0 | 0 | 19 | 0 | 0
9 | 7 | 6 | 0 | 72 | 22 | 1 | 68.522 | 22.04 | 59.693 | 53.451
9 | 7 | 7 | 812 | 59 | 26 | 1 | 433.772 | 37.881 | 328.415 | 315.402
9 | 7 | 8 | 71 | 271 | 29 | 2 | 317.137 | 37.208 | 256.18 | 245.25
9 | 7 | 9 | 12 | 198 | 31 | 2 | 200.777 | 35.87 | 163.665 | 155.122
9 | 7 | 10 | 21 | 298 | 32 | 2 | 310.118 | 39.358 | 248.464 | 237.746
9 | 7 | 11 | 31 | 366 | 33 | 2 | 401.233 | 43.016 | 315.548 | 302.92
9 | 7 | 12 | 302 | 406 | 33 | 2 | 727.711 | 51.369 | 547.721 | 527.191
9 | 7 | 13 | 294 | 372 | 33 | 2 | 656.815 | 50.545 | 496.295 | 477.689
9 | 7 | 14 | 358 | 291 | 32 | 2 | 574.685 | 47.347 | 440.221 | 423.599
9 | 7 | 15 | 337 | 213 | 31 | 2 | 409.877 | 42.002 | 318.614 | 305.895
9 | 7 | 16 | 452 | 100 | 29 | 2 | 256.763 | 35.576 | 191.597 | 182.367
9 | 7 | 17 | 352 | 34 | 27 | 1 | 65.759 | 28.426 | 39.834 | 33.986
9 | 7 | 18 | 0 | 0 | 25 | 1 | 0 | 25 | 0 | 0
9 | 7 | 19 | 0 | 0 | 23 | 1 | 0 | 23 | 0 | 0
9 | 7 | 20 | 0 | 0 | 22 | 0 | 0 | 22 | 0 | 0
9 | 7 | 21 | 0 | 0 | 21 | 0 | 0 | 21 | 0 | 0
9 | 7 | 22 | 0 | 0 | 20 | 0 | 0 | 20 | 0 | 0
9 | 7 | 23 | 0 | 0 | 20 | 0 | 0 | 20 | 0 | 0
9 | 8 | 0 | 0 | 0 | 20 | 0 | 0 | 20 | 0 | 0
9 | 8 | 1 | 0 | 0 | 20 | 0 | 0 | 20 | 0 | 0
9 | 8 | 2 | 0 | 0 | 20 | 0 | 0 | 20 | 0 | 0
9 | 8 | 3 | 0 | 0 | 20 | 0 | 0 | 20 | 0 | 0
9 | 8 | 4 | 0 | 0 | 20 | 0 | 0 | 20 | 0 | 0
9 | 8 | 5 | 0 | 0 | 21 | 0 | 0 | 21 | 0 | 0
9 | 8 | 6 | 265 | 75 | 23 | 0 | 133.197 | 25.915 | 99.803 | 92.721
9 | 8 | 7 | 810 | 62 | 26 | 0 | 436.923 | 41.768 | 324.571 | 311.674
9 | 8 | 8 | 899 | 72 | 29 | 1 | 677.318 | 49.389 | 507.259 | 488.25
9 | 8 | 9 | 945 | 79 | 31 | 2 | 873.379 | 53.693 | 647.102 | 622.577
9 | 8 | 10 | 969 | 83 | 32 | 2 | 1006.008 | 58.325 | 728.628 | 700.552
9 | 8 | 11 | 212 | 465 | 32 | 3 | 696.695 | 49.05 | 530.927 | 511.036
9 | 8 | 12 | 975 | 85 | 33 | 3 | 1045.447 | 56.96 | 763.196 | 733.54
9 | 8 | 13 | 964 | 81 | 32 | 4 | 951.802 | 52.732 | 710.245 | 682.991
9 | 8 | 14 | 937 | 73 | 31 | 4 | 786.882 | 48.239 | 597.772 | 575.277
9 | 8 | 15 | 882 | 64 | 30 | 3 | 567.158 | 43.699 | 430.262 | 413.981
9 | 8 | 16 | 769 | 51 | 28 | 2 | 313.898 | 36.526 | 224.292 | 214.221
9 | 8 | 17 | 476 | 27 | 24 | 1 | 70.025 | 25.762 | 38.543 | 32.72
9 | 8 | 18 | 0 | 0 | 21 | 0 | 0 | 21 | 0 | 0
9 | 8 | 19 | 0 | 0 | 20 | 0 | 0 | 20 | 0 | 0
9 | 8 | 20 | 0 | 0 | 19 | 0 | 0 | 19 | 0 | 0
9 | 8 | 21 | 0 | 0 | 18 | 0 | 0 | 18 | 0 | 0
9 | 8 | 22 | 0 | 0 | 18 | 0 | 0 | 18 | 0 | 0
9 | 8 | 23 | 0 | 0 | 17 | 0 | 0 | 17 | 0 | 0
9 | 9 | 0 | 0 | 0 | 17 | 0 | 0 | 17 | 0 | 0
9 | 9 | 1 | 0 | 0 | 16 | 0 | 0 | 16 | 0 | 0
9 | 9 | 2 | 0 | 0 | 16 | 0 | 0 | 16 | 0 | 0
9 | 9 | 3 | 0 | 0 | 15 | 0 | 0 | 15 | 0 | 0
9 | 9 | 4 | 0 | 0 | 15 | 0 | 0 | 15 | 0 | 0
9 | 9 | 5 | 0 | 0 | 16 | 0 | 0 | 16 | 0 | 0
9 | 9 | 6 | 694 | 38 | 18 | 0 | 189.804 | 23.234 | 126.911 | 119.228
9 | 9 | 7 | 868 | 52 | 22 | 0 | 451.751 | 38.738 | 339.955 | 326.59
9 | 9 | 8 | 945 | 60 | 26 | 2 | 694.74 | 43.835 | 535.431 | 515.369
9 | 9 | 9 | 983 | 66 | 28 | 3 | 890.488 | 48.724 | 677.535 | 651.714
9 | 9 | 10 | 1002 | 71 | 29 | 3 | 1023.473 | 53.03 | 763.137 | 733.483
9 | 9 | 11 | 1007 | 74 | 30 | 4 | 1080.605 | 53.332 | 804.771 | 773.155
9 | 9 | 12 | 1002 | 74 | 30 | 4 | 1058.512 | 52.991 | 789.686 | 758.789
9 | 9 | 13 | 985 | 72 | 29 | 4 | 959.096 | 49.974 | 726.311 | 698.339
9 | 9 | 14 | 953 | 68 | 28 | 4 | 791.499 | 45.395 | 610.171 | 587.174
9 | 9 | 15 | 895 | 60 | 27 | 3 | 567.96 | 40.755 | 437.03 | 420.518
9 | 9 | 16 | 779 | 48 | 25 | 3 | 311.751 | 32.346 | 226.513 | 216.384
9 | 9 | 17 | 475 | 26 | 22 | 2 | 69.008 | 23.162 | 38.189 | 32.373
9 | 9 | 18 | 0 | 0 | 19 | 1 | 0 | 19 | 0 | 0
9 | 9 | 19 | 0 | 0 | 17 | 1 | 0 | 17 | 0 | 0
9 | 9 | 20 | 0 | 0 | 16 | 1 | 0 | 16 | 0 | 0
9 | 9 | 21 | 0 | 0 | 15 | 0 | 0 | 15 | 0 | 0
9 | 9 | 22 | 0 | 0 | 15 | 0 | 0 | 15 | 0 | 0
9 | 9 | 23 | 0 | 0 | 14 | 0 | 0 | 14 | 0 | 0
9 | 10 | 0 | 0 | 0 | 14 | 0 | 0 | 14 | 0 | 0
9 | 10 | 1 | 0 | 0 | 14 | 0 | 0 | 14 | 0 | 0
9 | 10 | 2 | 0 | 0 | 14 | 0 | 0 | 14 | 0 | 0
9 | 10 | 3 | 0 | 0 | 14 | 0 | 0 | 14 | 0 | 0
9 | 10 | 4 | 0 | 0 | 15 | 0 | 0 | 15 | 0 | 0
9 | 10 | 5 | 0 | 0 | 16 | 0 | 0 | 16 | 0 | 0
9 | 10 | 6 | 680 | 39 | 18 | 0 | 187.916 | 23.152 | 126.078 | 118.413
9 | 10 | 7 | 859 | 55 | 22 | 0 | 450.942 | 38.697 | 339.608 | 326.254
9 | 10 | 8 | 942 | 64 | 25 | 1 | 697.061 | 46.135 | 530.895 | 511.005
9 | 10 | 9 | 987 | 69 | 27 | 2 | 896.837 | 50.456 | 676.111 | 650.351
9 | 10 | 10 | 1012 | 72 | 28 | 3 | 1033.425 | 52.296 | 773.612 | 743.471
9 | 10 | 11 | 1022 | 73 | 29 | 3 | 1093.438 | 54.851 | 807.62 | 775.867
9 | 10 | 12 | 1019 | 72 | 30 | 4 | 1071.534 | 53.276 | 798.162 | 766.861
9 | 10 | 13 | 1004 | 70 | 30 | 4 | 972.109 | 51.236 | 731.185 | 702.994
9 | 10 | 14 | 971 | 67 | 29 | 4 | 801.85 | 46.614 | 614.121 | 590.963
9 | 10 | 15 | 910 | 60 | 28 | 3 | 574.096 | 41.907 | 438.891 | 422.315
9 | 10 | 16 | 788 | 48 | 25 | 2 | 312.561 | 33.505 | 225.283 | 215.186
9 | 10 | 17 | 472 | 25 | 22 | 1 | 67.81 | 23.636 | 37.214 | 31.418
9 | 10 | 18 | 0 | 0 | 19 | 0 | 0 | 19 | 0 | 0
9 | 10 | 19 | 0 | 0 | 17 | 0 | 0 | 17 | 0 | 0
9 | 10 | 20 | 0 | 0 | 17 | 0 | 0 | 17 | 0 | 0
9 | 10 | 21 | 0 | 0 | 16 | 0 | 0 | 16 | 0 | 0
9 | 10 | 22 | 0 | 0 | 15 | 0 | 0 | 15 | 0 | 0
9 | 10 | 23 | 0 | 0 | 15 | 0 | 0 | 15 | 0 | 0
9 | 11 | 0 | 0 | 0 | 15 | 0 | 0 | 15 | 0 | 0
9 | 11 | 1 | 0 | 0 | 14 | 0 | 0 | 14 | 0 | 0
9 | 11 | 2 | 0 | 0 | 14 | 0 | 0 | 14 | 0 | 0
9 | 11 | 3 | 0 | 0 | 14 | 0 | 0 | 14 | 0 | 0
9 | 11 | 4 | 0 | 0 | 14 | 0 | 0 | 14 | 0 | 0
9 | 11 | 5 | 0 | 0 | 16 | 0 | 0 | 16 | 0 | 0
9 | 11 | 6 | 696 | 37 | 18 | 0 | 189.336 | 23.213 | 126.404 | 118.732
9 | 11 | 7 | 875 | 52 | 22 | 1 | 454.968 | 35.074 | 348.641 | 335.009
9 | 11 | 8 | 955 | 60 | 25 | 2 | 701.2 | 43.027 | 542.627 | 522.292
9 | 11 | 9 | 997 | 65 | 27 | 3 | 900.414 | 47.984 | 687.741 | 661.477
9 | 11 | 10 | 1019 | 68 | 29 | 3 | 1034.987 | 53.302 | 770.573 | 740.574
9 | 11 | 11 | 1028 | 70 | 30 | 4 | 1095.087 | 53.643 | 814.172 | 782.104
9 | 11 | 12 | 1025 | 71 | 30 | 4 | 1074.878 | 53.346 | 800.339 | 768.935
9 | 11 | 13 | 1011 | 70 | 29 | 4 | 976.552 | 50.358 | 737.952 | 709.455
9 | 11 | 14 | 979 | 67 | 28 | 4 | 805.719 | 45.719 | 619.868 | 596.474
9 | 11 | 15 | 919 | 61 | 27 | 3 | 577.886 | 41.013 | 443.559 | 426.822
9 | 11 | 16 | 799 | 49 | 24 | 2 | 315.007 | 32.58 | 227.617 | 217.458
9 | 11 | 17 | 477 | 25 | 21 | 1 | 68.323 | 22.643 | 37.615 | 31.811
9 | 11 | 18 | 0 | 0 | 18 | 0 | 0 | 18 | 0 | 0
9 | 11 | 19 | 0 | 0 | 16 | 0 | 0 | 16 | 0 | 0
9 | 11 | 20 | 0 | 0 | 15 | 0 | 0 | 15 | 0 | 0
9 | 11 | 21 | 0 | 0 | 15 | 0 | 0 | 15 | 0 | 0
9 | 11 | 22 | 0 | 0 | 14 | 0 | 0 | 14 | 0 | 0
9 | 11 | 23 | 0 | 0 | 14 | 0 | 0 | 14 | 0 | 0
9 | 12 | 0 | 0 | 0 | 13 | 0 | 0 | 13 | 0 | 0
9 | 12 | 1 | 0 | 0 | 13 | 0 | 0 | 13 | 0 | 0
9 | 12 | 2 | 0 | 0 | 12 | 1 | 0 | 12 | 0 | 0
9 | 12 | 3 | 0 | 0 | 12 | 1 | 0 | 12 | 0 | 0
9 | 12 | 4 | 0 | 0 | 11 | 1 | 0 | 11 | 0 | 0
9 | 12 | 5 | 0 | 0 | 12 | 1 | 0 | 12 | 0 | 0
9 | 12 | 6 | 737 | 37 | 16 | 1 | 198.274 | 20.138 | 133.819 | 125.977
9 | 12 | 7 | 910 | 52 | 20 | 1 | 470.811 | 33.615 | 363.244 | 349.156
9 | 12 | 8 | 985 | 60 | 23 | 1 | 720.949 | 44.965 | 552.317 | 531.61
9 | 12 | 9 | 1024 | 65 | 26 | 0 | 922.431 | 60.24 | 659.042 | 634.013
9 | 12 | 10 | 1045 | 68 | 29 | 0 | 1058.742 | 67.728 | 726.603 | 698.619
9 | 12 | 11 | 1053 | 69 | 30 | 1 | 1117.62 | 64.324 | 782.717 | 752.149
9 | 12 | 12 | 1051 | 68 | 31 | 1 | 1095.306 | 64.87 | 764.576 | 734.856
9 | 12 | 13 | 1036 | 66 | 31 | 2 | 992.433 | 57.633 | 720.798 | 693.074
9 | 12 | 14 | 1005 | 62 | 31 | 2 | 817.37 | 53.202 | 604.18 | 581.426
9 | 12 | 15 | 945 | 56 | 30 | 3 | 584.422 | 44.156 | 440.946 | 424.299
9 | 12 | 16 | 821 | 46 | 27 | 2 | 316.68 | 35.647 | 224.413 | 214.339
9 | 12 | 17 | 486 | 23 | 23 | 1 | 67.177 | 24.66 | 35.881 | 30.11
9 | 12 | 18 | 0 | 0 | 20 | 0 | 0 | 20 | 0 | 0
9 | 12 | 19 | 0 | 0 | 19 | 0 | 0 | 19 | 0 | 0
9 | 12 | 20 | 0 | 0 | 19 | 0 | 0 | 19 | 0 | 0
9 | 12 | 21 | 0 | 0 | 19 | 0 | 0 | 19 | 0 | 0
9 | 12 | 22 | 0 | 0 | 19 | 0 | 0 | 19 | 0 | 0
9 | 12 | 23 | 0 | 0 | 19 | 0 | 0 | 19 | 0 | 0
9 | 13 | 0 | 0 | 0 | 18 | 0 | 0 | 18 | 0 | 0
9 | 13 | 1 | 0 | 0 | 18 | 0 | 0 | 18 | 0 | 0
9 | 13 | 2 | 0 | 0 | 18 | 0 | 0 | 18 | 0 | 0
9 | 13 | 3 | 0 | 0 | 18 | 0 | 0 | 18 | 0 | 0
9 | 13 | 4 | 0 | 0 | 17 | 0 | 0 | 17 | 0 | 0
9 | 13 | 5 | 0 | 0 | 18 | 0 | 0 | 18 | 0 | 0
9 | 13 | 6 | 709 | 36 | 20 | 0 | 191.282 | 25.352 | 126.111 | 118.446
9 | 13 | 7 | 886 | 51 | 24 | 1 | 458.843 | 37.178 | 347.843 | 334.236
9 | 13 | 8 | 965 | 59 | 27 | 1 | 706.44 | 48.354 | 531.676 | 511.756
9 | 13 | 9 | 1006 | 63 | 29 | 1 | 904.909 | 56.612 | 659.721 | 634.662
9 | 13 | 10 | 1026 | 67 | 31 | 1 | 1039.079 | 62.708 | 734.152 | 705.827
9 | 13 | 11 | 1032 | 68 | 32 | 1 | 1094.698 | 65.516 | 761.39 | 731.818
9 | 13 | 12 | 1027 | 68 | 32 | 1 | 1070.567 | 65.085 | 746.369 | 717.487
9 | 13 | 13 | 1010 | 67 | 33 | 2 | 968.642 | 58.917 | 698.474 | 671.741
9 | 13 | 14 | 976 | 63 | 32 | 2 | 794.737 | 53.562 | 586.223 | 564.19
9 | 13 | 15 | 912 | 57 | 31 | 3 | 564.98 | 44.661 | 424.992 | 408.889
9 | 13 | 16 | 783 | 46 | 28 | 2 | 302.19 | 36.218 | 213.309 | 203.524
9 | 13 | 17 | 438 | 23 | 24 | 1 | 63.003 | 25.478 | 34.333 | 28.591
9 | 13 | 18 | 0 | 0 | 21 | 0 | 0 | 21 | 0 | 0
9 | 13 | 19 | 0 | 0 | 20 | 0 | 0 | 20 | 0 | 0
9 | 13 | 20 | 0 | 0 | 18 | 0 | 0 | 18 | 0 | 0
9 | 13 | 21 | 0 | 0 | 18 | 0 | 0 | 18 | 0 | 0
9 | 13 | 22 | 0 | 0 | 17 | 0 | 0 | 17 | 0 | 0
9 | 13 | 23 | 0 | 0 | 17 | 0 | 0 | 17 | 0 | 0
9 | 14 | 0 | 0 | 0 | 17 | 0 | 0 | 17 | 0 | 0
9 | 14 | 1 | 0 | 0 | 16 | 0 | 0 | 16 | 0 | 0
9 | 14 | 2 | 0 | 0 | 16 | 0 | 0 | 16 | 0 | 0
9 | 14 | 3 | 0 | 0 | 16 | 0 | 0 | 16 | 0 | 0
9 | 14 | 4 | 0 | 0 | 16 | 0 | 0 | 16 | 0 | 0
9 | 14 | 5 | 0 | 0 | 17 | 0 | 0 | 17 | 0 | 0
9 | 14 | 6 | 706 | 35 | 20 | 0 | 189.619 | 25.273 | 124.888 | 117.25
9 | 14 | 7 | 885 | 48 | 24 | 1 | 455.077 | 37.059 | 345.01 | 331.491
9 | 14 | 8 | 963 | 56 | 28 | 1 | 701.607 | 49.169 | 525.709 | 506.015
9 | 14 | 9 | 1004 | 60 | 31 | 1 | 899.48 | 58.339 | 649.488 | 624.863
9 | 14 | 10 | 1024 | 63 | 32 | 2 | 1031.993 | 59.003 | 744.57 | 715.771
9 | 14 | 11 | 1031 | 64 | 33 | 2 | 1088.122 | 61.604 | 773.999 | 743.839
9 | 14 | 12 | 1025 | 64 | 33 | 3 | 1062.641 | 58.149 | 770.587 | 740.587
9 | 14 | 13 | 1006 | 62 | 33 | 3 | 957.628 | 55.841 | 702.365 | 675.46
9 | 14 | 14 | 971 | 59 | 32 | 3 | 784.377 | 50.874 | 586.891 | 564.831
9 | 14 | 15 | 613 | 130 | 31 | 3 | 478.799 | 42.698 | 366.446 | 352.257
9 | 14 | 16 | 780 | 43 | 28 | 2 | 295.792 | 35.788 | 208.421 | 198.763
9 | 14 | 17 | 436 | 21 | 25 | 1 | 60.877 | 26.404 | 32.468 | 26.763
9 | 14 | 18 | 0 | 0 | 22 | 0 | 0 | 22 | 0 | 0
9 | 14 | 19 | 0 | 0 | 20 | 0 | 0 | 20 | 0 | 0
9 | 14 | 20 | 0 | 0 | 20 | 0 | 0 | 20 | 0 | 0
9 | 14 | 21 | 0 | 0 | 19 | 0 | 0 | 19 | 0 | 0
9 | 14 | 22 | 0 | 0 | 19 | 0 | 0 | 19 | 0 | 0
9 | 14 | 23 | 0 | 0 | 18 | 0 | 0 | 18 | 0 | 0
9 | 15 | 0 | 0 | 0 | 18 | 0 | 0 | 18 | 0 | 0
9 | 15 | 1 | 0 | 0 | 18 | 0 | 0 | 18 | 0 | 0
9 | 15 | 2 | 0 | 0 | 18 | 0 | 0 | 18 | 0 | 0
9 | 15 | 3 | 0 | 0 | 18 | 0 | 0 | 18 | 0 | 0
9 | 15 | 4 | 0 | 0 | 18 | 0 | 0 | 18 | 0 | 0
9 | 15 | 5 | 0 | 0 | 20 | 0 | 0 | 20 | 0 | 0
9 | 15 | 6 | 646 | 38 | 22 | 0 | 179.94 | 26.931 | 118.858 | 111.356
9 | 15 | 7 | 835 | 54 | 26 | 0 | 438.96 | 42.16 | 324.807 | 311.902
9 | 15 | 8 | 920 | 63 | 29 | 1 | 680.682 | 49.491 | 509.271 | 490.188
9 | 15 | 9 | 964 | 69 | 31 | 1 | 875.93 | 57.637 | 634.975 | 610.957
9 | 15 | 10 | 986 | 74 | 32 | 2 | 1007.813 | 58.374 | 729.68 | 701.557
9 | 15 | 11 | 991 | 78 | 33 | 2 | 1063.128 | 60.962 | 758.974 | 729.513
9 | 15 | 12 | 418 | 387 | 34 | 2 | 818.983 | 56.327 | 599.985 | 577.4
9 | 15 | 13 | 129 | 391 | 33 | 2 | 521.576 | 47.485 | 400.619 | 385.329
9 | 15 | 14 | 919 | 76 | 32 | 3 | 762.602 | 49.439 | 575.019 | 553.429
9 | 15 | 15 | 842 | 69 | 31 | 3 | 535.236 | 43.92 | 404.158 | 388.75
9 | 15 | 16 | 691 | 55 | 28 | 2 | 278.594 | 35.518 | 198.184 | 188.788
9 | 15 | 17 | 310 | 24 | 25 | 1 | 52.574 | 26.052 | 31.074 | 25.395
9 | 15 | 18 | 0 | 0 | 23 | 0 | 0 | 23 | 0 | 0
9 | 15 | 19 | 0 | 0 | 22 | 0 | 0 | 22 | 0 | 0
9 | 15 | 20 | 0 | 0 | 21 | 0 | 0 | 21 | 0 | 0
9 | 15 | 21 | 0 | 0 | 20 | 0 | 0 | 20 | 0 | 0
9 | 15 | 22 | 0 | 0 | 19 | 0 | 0 | 19 | 0 | 0
9 | 15 | 23 | 0 | 0 | 19 | 0 | 0 | 19 | 0 | 0
9 | 16 | 0 | 0 | 0 | 18 | 0 | 0 | 18 | 0 | 0
9 | 16 | 1 | 0 | 0 | 18 | 0 | 0 | 18 | 0 | 0
9 | 16 | 2 | 0 | 0 | 18 | 0 | 0 | 18 | 0 | 0
9 | 16 | 3 | 0 | 0 | 18 | 0 | 0 | 18 | 0 | 0
9 | 16 | 4 | 0 | 0 | 18 | 0 | 0 | 18 | 0 | 0
9 | 16 | 5 | 0 | 0 | 19 | 0 | 0 | 19 | 0 | 0
9 | 16 | 6 | 665 | 37 | 22 | 0 | 182.998 | 27.054 | 120.378 | 112.842
9 | 16 | 7 | 858 | 53 | 26 | 0 | 448.208 | 42.497 | 330.921 | 317.832
9 | 16 | 8 | 943 | 61 | 29 | 1 | 693.454 | 49.883 | 517.676 | 498.282
9 | 16 | 9 | 988 | 67 | 31 | 2 | 893.058 | 54.208 | 659.691 | 634.634
9 | 16 | 10 | 1012 | 70 | 33 | 2 | 1026.893 | 59.821 | 737.485 | 709.008
9 | 16 | 11 | 1021 | 70 | 34 | 3 | 1082.543 | 59.411 | 779.606 | 749.184
9 | 16 | 12 | 1018 | 70 | 34 | 3 | 1059.345 | 59.031 | 764.402 | 734.69
9 | 16 | 13 | 1002 | 67 | 34 | 3 | 955.701 | 56.763 | 697.332 | 670.649
9 | 16 | 14 | 613 | 204 | 33 | 3 | 673.564 | 49.414 | 508.956 | 489.885
9 | 16 | 15 | 518 | 152 | 32 | 3 | 444.285 | 42.665 | 340.736 | 327.348
9 | 16 | 16 | 774 | 44 | 29 | 2 | 290.495 | 36.554 | 203.084 | 193.563
9 | 16 | 17 | 56 | 23 | 25 | 1 | 27.944 | 25.319 | 21.46 | 15.964
9 | 16 | 18 | 0 | 0 | 22 | 0 | 0 | 22 | 0 | 0
9 | 16 | 19 | 0 | 0 | 21 | 0 | 0 | 21 | 0 | 0
9 | 16 | 20 | 0 | 0 | 20 | 0 | 0 | 20 | 0 | 0
9 | 16 | 21 | 0 | 0 | 20 | 0 | 0 | 20 | 0 | 0
9 | 16 | 22 | 0 | 0 | 19 | 0 | 0 | 19 | 0 | 0
9 | 16 | 23 | 0 | 0 | 19 | 0 | 0 | 19 | 0 | 0
9 | 17 | 0 | 0 | 0 | 19 | 0 | 0 | 19 | 0 | 0
9 | 17 | 1 | 0 | 0 | 18 | 0 | 0 | 18 | 0 | 0
9 | 17 | 2 | 0 | 0 | 18 | 0 | 0 | 18 | 0 | 0
9 | 17 | 3 | 0 | 0 | 18 | 0 | 0 | 18 | 0 | 0
9 | 17 | 4 | 0 | 0 | 18 | 0 | 0 | 18 | 0 | 0
9 | 17 | 5 | 0 | 0 | 19 | 0 | 0 | 19 | 0 | 0
9 | 17 | 6 | 715 | 35 | 22 | 0 | 191.576 | 27.418 | 124.8 | 117.164
9 | 17 | 7 | 906 | 49 | 25 | 0 | 465.426 | 42.16 | 343.81 | 330.327
9 | 17 | 8 | 988 | 57 | 28 | 1 | 718.479 | 49.68 | 536.816 | 516.703
9 | 17 | 9 | 1029 | 61 | 31 | 2 | 919.672 | 54.911 | 676.705 | 650.919
9 | 17 | 10 | 1049 | 64 | 32 | 3 | 1053.892 | 56.644 | 770.371 | 740.381
9 | 17 | 11 | 1056 | 66 | 33 | 3 | 1111.12 | 59.113 | 801.514 | 770.054
9 | 17 | 12 | 1052 | 65 | 33 | 4 | 1084.733 | 56.483 | 793.868 | 762.772
9 | 17 | 13 | 1037 | 63 | 33 | 4 | 979.812 | 54.341 | 724.436 | 696.549
9 | 17 | 14 | 1006 | 59 | 32 | 4 | 803.04 | 49.605 | 604.564 | 581.794
9 | 17 | 15 | 949 | 53 | 31 | 3 | 570.751 | 44.809 | 427.659 | 411.466
9 | 17 | 16 | 828 | 42 | 27 | 2 | 302.717 | 35.245 | 211.821 | 202.076
9 | 17 | 17 | 467 | 18 | 23 | 1 | 60.866 | 24.386 | 31.405 | 25.72
9 | 17 | 18 | 0 | 0 | 20 | 0 | 0 | 20 | 0 | 0
9 | 17 | 19 | 0 | 0 | 18 | 0 | 0 | 18 | 0 | 0
9 | 17 | 20 | 0 | 0 | 17 | 0 | 0 | 17 | 0 | 0
9 | 17 | 21 | 0 | 0 | 17 | 0 | 0 | 17 | 0 | 0
9 | 17 | 22 | 0 | 0 | 16 | 0 | 0 | 16 | 0 | 0
9 | 17 | 23 | 0 | 0 | 16 | 0 | 0 | 16 | 0 | 0
9 | 18 | 0 | 0 | 0 | 15 | 0 | 0 | 15 | 0 | 0
9 | 18 | 1 | 0 | 0 | 14 | 0 | 0 | 14 | 0 | 0
9 | 18 | 2 | 0 | 0 | 14 | 0 | 0 | 14 | 0 | 0
9 | 18 | 3 | 0 | 0 | 13 | 0 | 0 | 13 | 0 | 0
9 | 18 | 4 | 0 | 0 | 13 | 0 | 0 | 13 | 0 | 0
9 | 18 | 5 | 0 | 0 | 14 | 0 | 0 | 14 | 0 | 0
9 | 18 | 6 | 747 | 33 | 17 | 0 | 196.256 | 22.478 | 130.056 | 122.3
9 | 18 | 7 | 925 | 46 | 21 | 1 | 470.568 | 34.585 | 360.801 | 346.79
9 | 18 | 8 | 1002 | 54 | 25 | 2 | 724.045 | 43.642 | 558.261 | 537.325
9 | 18 | 9 | 1041 | 58 | 28 | 2 | 925.583 | 52.183 | 691.181 | 664.767
9 | 18 | 10 | 1061 | 61 | 30 | 3 | 1060.747 | 54.876 | 782.937 | 752.358
9 | 18 | 11 | 1066 | 63 | 31 | 3 | 1116.166 | 57.315 | 813.25 | 781.227
9 | 18 | 12 | 1060 | 64 | 32 | 3 | 1089.482 | 57.82 | 791.448 | 760.467
9 | 18 | 13 | 1040 | 63 | 31 | 4 | 980.254 | 52.407 | 732.361 | 704.116
9 | 18 | 14 | 1004 | 60 | 30 | 4 | 800.236 | 47.579 | 608.819 | 585.877
9 | 18 | 15 | 939 | 54 | 29 | 3 | 563.917 | 42.665 | 426.98 | 410.81
9 | 18 | 16 | 807 | 43 | 26 | 2 | 294.964 | 34.019 | 207.377 | 197.746
9 | 18 | 17 | 417 | 18 | 21 | 1 | 56.392 | 22.154 | 30.125 | 24.464
9 | 18 | 18 | 0 | 0 | 18 | 1 | 0 | 18 | 0 | 0
9 | 18 | 19 | 0 | 0 | 17 | 0 | 0 | 17 | 0 | 0
9 | 18 | 20 | 0 | 0 | 16 | 0 | 0 | 16 | 0 | 0
9 | 18 | 21 | 0 | 0 | 15 | 0 | 0 | 15 | 0 | 0
9 | 18 | 22 | 0 | 0 | 14 | 0 | 0 | 14 | 0 | 0
9 | 18 | 23 | 0 | 0 | 13 | 0 | 0 | 13 | 0 | 0
9 | 19 | 0 | 0 | 0 | 13 | 0 | 0 | 13 | 0 | 0
9 | 19 | 1 | 0 | 0 | 13 | 0 | 0 | 13 | 0 | 0
9 | 19 | 2 | 0 | 0 | 13 | 0 | 0 | 13 | 0 | 0
9 | 19 | 3 | 0 | 0 | 13 | 0 | 0 | 13 | 0 | 0
9 | 19 | 4 | 0 | 0 | 13 | 0 | 0 | 13 | 0 | 0
9 | 19 | 5 | 0 | 0 | 14 | 0 | 0 | 14 | 0 | 0
9 | 19 | 6 | 723 | 35 | 17 | 0 | 193.265 | 22.35 | 128.829 | 121.102
9 | 19 | 7 | 908 | 51 | 21 | 0 | 468.258 | 38.353 | 352.68 | 338.923
9 | 19 | 8 | 988 | 60 | 25 | 0 | 721.129 | 52.054 | 531.981 | 512.05
9 | 19 | 9 | 1029 | 66 | 28 | 1 | 923.978 | 56.233 | 674.93 | 649.221
9 | 19 | 10 | 1048 | 70 | 29 | 2 | 1057.657 | 56.817 | 772.364 | 742.281
9 | 19 | 11 | 1051 | 73 | 30 | 2 | 1111.232 | 59.369 | 800.431 | 769.023
9 | 19 | 12 | 1041 | 74 | 31 | 3 | 1080.62 | 56.659 | 790.061 | 759.146
9 | 19 | 13 | 1017 | 73 | 30 | 3 | 969.167 | 53.226 | 720.853 | 693.126
9 | 19 | 14 | 973 | 70 | 29 | 4 | 786.365 | 46.291 | 602.288 | 579.61
9 | 19 | 15 | 896 | 63 | 28 | 3 | 548.366 | 41.29 | 418.226 | 402.351
9 | 19 | 16 | 741 | 49 | 25 | 2 | 279.438 | 32.563 | 198.662 | 189.253
9 | 19 | 17 | 300 | 19 | 21 | 1 | 46.885 | 21.763 | 27.227 | 21.622
9 | 19 | 18 | 0 | 0 | 18 | 1 | 0 | 18 | 0 | 0
9 | 19 | 19 | 0 | 0 | 16 | 1 | 0 | 16 | 0 | 0
9 | 19 | 20 | 0 | 0 | 14 | 0 | 0 | 14 | 0 | 0
9 | 19 | 21 | 0 | 0 | 14 | 0 | 0 | 14 | 0 | 0
9 | 19 | 22 | 0 | 0 | 13 | 0 | 0 | 13 | 0 | 0
9 | 19 | 23 | 0 | 0 | 13 | 0 | 0 | 13 | 0 | 0
9 | 20 | 0 | 0 | 0 | 12 | 0 | 0 | 12 | 0 | 0
9 | 20 | 1 | 0 | 0 | 12 | 0 | 0 | 12 | 0 | 0
9 | 20 | 2 | 0 | 0 | 11 | 0 | 0 | 11 | 0 | 0
9 | 20 | 3 | 0 | 0 | 11 | 0 | 0 | 11 | 0 | 0
9 | 20 | 4 | 0 | 0 | 11 | 1 | 0 | 11 | 0 | 0
9 | 20 | 5 | 0 | 0 | 11 | 1 | 0 | 11 | 0 | 0
9 | 20 | 6 | 652 | 38 | 13 | 2 | 181.363 | 16.009 | 125.93 | 118.268
9 | 20 | 7 | 856 | 54 | 16 | 2 | 447.937 | 26.828 | 357.204 | 343.305
9 | 20 | 8 | 947 | 63 | 19 | 2 | 697.037 | 37.057 | 555.78 | 534.94
9 | 20 | 9 | 993 | 68 | 22 | 2 | 895.871 | 45.638 | 692.583 | 666.108
9 | 20 | 10 | 1015 | 73 | 24 | 3 | 1029.2 | 48.355 | 786.723 | 755.965
9 | 20 | 11 | 1020 | 76 | 25 | 3 | 1082.847 | 50.781 | 817.526 | 785.296
9 | 20 | 12 | 1012 | 77 | 26 | 4 | 1054.414 | 49.036 | 803.335 | 771.787
9 | 20 | 13 | 988 | 76 | 25 | 4 | 945.119 | 45.788 | 731.259 | 703.065
9 | 20 | 14 | 945 | 72 | 24 | 4 | 765.904 | 40.912 | 603 | 580.293
9 | 20 | 15 | 869 | 64 | 22 | 4 | 532.71 | 33.699 | 421.783 | 405.788
9 | 20 | 16 | 714 | 50 | 19 | 3 | 270.242 | 25.259 | 198.846 | 189.432
9 | 20 | 17 | 270 | 17 | 16 | 3 | 42.148 | 16.05 | 25.116 | 19.551
9 | 20 | 18 | 0 | 0 | 14 | 3 | 0 | 14 | 0 | 0
9 | 20 | 19 | 0 | 0 | 13 | 2 | 0 | 13 | 0 | 0
9 | 20 | 20 | 0 | 0 | 12 | 2 | 0 | 12 | 0 | 0
9 | 20 | 21 | 0 | 0 | 12 | 2 | 0 | 12 | 0 | 0
9 | 20 | 22 | 0 | 0 | 12 | 2 | 0 | 12 | 0 | 0
9 | 20 | 23 | 0 | 0 | 11 | 2 | 0 | 11 | 0 | 0
9 | 21 | 0 | 0 | 0 | 11 | 2 | 0 | 11 | 0 | 0
9 | 21 | 1 | 0 | 0 | 11 | 2 | 0 | 11 | 0 | 0
9 | 21 | 2 | 0 | 0 | 11 | 2 | 0 | 11 | 0 | 0
9 | 21 | 3 | 0 | 0 | 11 | 2 | 0 | 11 | 0 | 0
9 | 21 | 4 | 0 | 0 | 11 | 2 | 0 | 11 | 0 | 0
9 | 21 | 5 | 0 | 0 | 11 | 2 | 0 | 11 | 0 | 0
9 | 21 | 6 | 587 | 42 | 13 | 2 | 171.65 | 15.74 | 121.009 | 113.459
9 | 21 | 7 | 812 | 60 | 15 | 2 | 435.695 | 25.481 | 350.22 | 336.54
9 | 21 | 8 | 913 | 69 | 18 | 2 | 680.876 | 35.637 | 546.822 | 526.327
9 | 21 | 9 | 965 | 74 | 20 | 2 | 878.81 | 43.259 | 687.808 | 661.541
9 | 21 | 10 | 988 | 79 | 22 | 2 | 1009.688 | 48.919 | 769.499 | 739.549
9 | 21 | 11 | 997 | 80 | 23 | 3 | 1063.415 | 48.4 | 813.069 | 781.054
9 | 21 | 12 | 991 | 80 | 24 | 3 | 1035.896 | 48.873 | 789.895 | 758.987
9 | 21 | 13 | 969 | 79 | 24 | 3 | 929.823 | 46.477 | 716.804 | 689.258
9 | 21 | 14 | 925 | 74 | 23 | 3 | 751.322 | 41.287 | 590.295 | 568.098
9 | 21 | 15 | 846 | 66 | 22 | 3 | 520.385 | 34.631 | 409.977 | 394.377
9 | 21 | 16 | 681 | 51 | 19 | 2 | 259.422 | 25.935 | 190.255 | 181.059
9 | 21 | 17 | 220 | 17 | 17 | 2 | 37.475 | 17.015 | 23.173 | 17.645
9 | 21 | 18 | 0 | 0 | 15 | 1 | 0 | 15 | 0 | 0
9 | 21 | 19 | 0 | 0 | 14 | 1 | 0 | 14 | 0 | 0
9 | 21 | 20 | 0 | 0 | 13 | 1 | 0 | 13 | 0 | 0
9 | 21 | 21 | 0 | 0 | 13 | 1 | 0 | 13 | 0 | 0
9 | 21 | 22 | 0 | 0 | 13 | 1 | 0 | 13 | 0 | 0
9 | 21 | 23 | 0 | 0 | 12 | 1 | 0 | 12 | 0 | 0
9 | 22 | 0 | 0 | 0 | 12 | 0 | 0 | 12 | 0 | 0
9 | 22 | 1 | 0 | 0 | 12 | 0 | 0 | 12 | 0 | 0
9 | 22 | 2 | 0 | 0 | 11 | 0 | 0 | 11 | 0 | 0
9 | 22 | 3 | 0 | 0 | 11 | 0 | 0 | 11 | 0 | 0
9 | 22 | 4 | 0 | 0 | 11 | 0 | 0 | 11 | 0 | 0
9 | 22 | 5 | 0 | 0 | 11 | 0 | 0 | 11 | 0 | 0
9 | 22 | 6 | 524 | 49 | 13 | 0 | 165.514 | 17.032 | 118.34 | 110.849
9 | 22 | 7 | 786 | 68 | 16 | 0 | 432.455 | 32.027 | 337.42 | 324.133
9 | 22 | 8 | 904 | 76 | 19 | 1 | 682.237 | 39.875 | 536.5 | 516.398
9 | 22 | 9 | 966 | 79 | 21 | 1 | 884.45 | 48.446 | 673.752 | 648.093
9 | 22 | 10 | 998 | 80 | 23 | 2 | 1019.001 | 50.106 | 771.703 | 741.651
9 | 22 | 11 | 1010 | 80 | 24 | 2 | 1074.588 | 52.748 | 802.739 | 771.22
9 | 22 | 12 | 1007 | 78 | 25 | 3 | 1047.032 | 50.099 | 793.186 | 762.123
9 | 22 | 13 | 986 | 76 | 25 | 3 | 939.011 | 47.668 | 719.32 | 691.663
9 | 22 | 14 | 942 | 72 | 24 | 3 | 758.953 | 42.453 | 592.586 | 570.298
9 | 22 | 15 | 861 | 65 | 23 | 3 | 524.774 | 35.738 | 410.794 | 395.167
9 | 22 | 16 | 694 | 50 | 21 | 2 | 260.178 | 27.971 | 188.244 | 179.098
9 | 22 | 17 | 219 | 15 | 17 | 1 | 35.28 | 17.186 | 21.252 | 15.76
9 | 22 | 18 | 0 | 0 | 15 | 1 | 0 | 15 | 0 | 0
9 | 22 | 19 | 0 | 0 | 14 | 1 | 0 | 14 | 0 | 0
9 | 22 | 20 | 0 | 0 | 13 | 1 | 0 | 13 | 0 | 0
9 | 22 | 21 | 0 | 0 | 12 | 1 | 0 | 12 | 0 | 0
9 | 22 | 22 | 0 | 0 | 12 | 1 | 0 | 12 | 0 | 0
9 | 22 | 23 | 0 | 0 | 11 | 1 | 0 | 11 | 0 | 0
9 | 23 | 0 | 0 | 0 | 11 | 1 | 0 | 11 | 0 | 0
9 | 23 | 1 | 0 | 0 | 11 | 1 | 0 | 11 | 0 | 0
9 | 23 | 2 | 0 | 0 | 11 | 1 | 0 | 11 | 0 | 0
9 | 23 | 3 | 0 | 0 | 10 | 1 | 0 | 10 | 0 | 0
9 | 23 | 4 | 0 | 0 | 10 | 1 | 0 | 10 | 0 | 0
9 | 23 | 5 | 0 | 0 | 10 | 1 | 0 | 10 | 0 | 0
9 | 23 | 6 | 559 | 46 | 12 | 1 | 169.923 | 15.151 | 121.338 | 113.78
9 | 23 | 7 | 805 | 66 | 14 | 1 | 438.715 | 26.606 | 351.073 | 337.366
9 | 23 | 8 | 918 | 74 | 17 | 1 | 688.819 | 38.176 | 546.241 | 525.768
9 | 23 | 9 | 974 | 78 | 20 | 1 | 889.144 | 47.664 | 680.096 | 654.164
9 | 23 | 10 | 1001 | 80 | 22 | 2 | 1020.64 | 49.212 | 776.608 | 746.327
9 | 23 | 11 | 1010 | 81 | 23 | 2 | 1074.157 | 51.801 | 806.513 | 774.813
9 | 23 | 12 | 1004 | 81 | 24 | 2 | 1045.598 | 52.207 | 783.183 | 752.592
9 | 23 | 13 | 982 | 79 | 25 | 2 | 936.659 | 50.467 | 706.91 | 679.804
9 | 23 | 14 | 937 | 74 | 24 | 3 | 755.159 | 42.363 | 589.781 | 567.605
9 | 23 | 15 | 854 | 66 | 23 | 3 | 519.805 | 35.615 | 406.899 | 391.401
9 | 23 | 16 | 682 | 50 | 20 | 2 | 254.649 | 26.807 | 184.917 | 175.854
9 | 23 | 17 | 192 | 14 | 17 | 2 | 31.846 | 16.842 | 19.482 | 14.022
9 | 23 | 18 | 0 | 0 | 15 | 2 | 0 | 15 | 0 | 0
9 | 23 | 19 | 0 | 0 | 13 | 1 | 0 | 13 | 0 | 0
9 | 23 | 20 | 0 | 0 | 12 | 1 | 0 | 12 | 0 | 0
9 | 23 | 21 | 0 | 0 | 12 | 1 | 0 | 12 | 0 | 0
9 | 23 | 22 | 0 | 0 | 11 | 1 | 0 | 11 | 0 | 0
9 | 23 | 23 | 0 | 0 | 11 | 0 | 0 | 11 | 0 | 0
9 | 24 | 0 | 0 | 0 | 11 | 0 | 0 | 11 | 0 | 0
9 | 24 | 1 | 0 | 0 | 10 | 0 | 0 | 10 | 0 | 0
9 | 24 | 2 | 0 | 0 | 10 | 1 | 0 | 10 | 0 | 0
9 | 24 | 3 | 0 | 0 | 10 | 1 | 0 | 10 | 0 | 0
9 | 24 | 4 | 0 | 0 | 10 | 1 | 0 | 10 | 0 | 0
9 | 24 | 5 | 0 | 0 | 10 | 1 | 0 | 10 | 0 | 0
9 | 24 | 6 | 510 | 50 | 11 | 1 | 163.621 | 13.929 | 119.07 | 111.563
9 | 24 | 7 | 773 | 72 | 13 | 1 | 430.526 | 25.34 | 347.037 | 333.455
9 | 24 | 8 | 897 | 79 | 16 | 1 | 680.029 | 36.932 | 542.689 | 522.352
9 | 24 | 9 | 962 | 81 | 19 | 1 | 881.818 | 46.492 | 678.634 | 652.765
9 | 24 | 10 | 992 | 82 | 22 | 1 | 1013.332 | 53.609 | 753.056 | 723.868
9 | 24 | 11 | 1002 | 83 | 23 | 2 | 1067.036 | 51.611 | 801.973 | 770.491
9 | 24 | 12 | 995 | 82 | 24 | 2 | 1036.231 | 51.965 | 777.164 | 746.857
9 | 24 | 13 | 971 | 81 | 24 | 3 | 927.17 | 46.419 | 714.825 | 687.367
9 | 24 | 14 | 925 | 76 | 23 | 3 | 746.383 | 41.17 | 586.374 | 564.334
9 | 24 | 15 | 838 | 68 | 22 | 3 | 513.065 | 34.45 | 403.807 | 388.411
9 | 24 | 16 | 660 | 51 | 19 | 3 | 247.353 | 24.665 | 181.347 | 172.372
9 | 24 | 17 | 0 | 17 | 16 | 2 | 16.116 | 15.359 | 14.474 | 9.108
9 | 24 | 18 | 0 | 0 | 14 | 2 | 0 | 14 | 0 | 0
9 | 24 | 19 | 0 | 0 | 12 | 2 | 0 | 12 | 0 | 0
9 | 24 | 20 | 0 | 0 | 12 | 2 | 0 | 12 | 0 | 0
9 | 24 | 21 | 0 | 0 | 11 | 2 | 0 | 11 | 0 | 0
9 | 24 | 22 | 0 | 0 | 11 | 2 | 0 | 11 | 0 | 0
9 | 24 | 23 | 0 | 0 | 10 | 2 | 0 | 10 | 0 | 0
9 | 25 | 0 | 0 | 0 | 10 | 2 | 0 | 10 | 0 | 0
9 | 25 | 1 | 0 | 0 | 10 | 1 | 0 | 10 | 0 | 0
9 | 25 | 2 | 0 | 0 | 10 | 1 | 0 | 10 | 0 | 0
9 | 25 | 3 | 0 | 0 | 10 | 1 | 0 | 10 | 0 | 0
9 | 25 | 4 | 0 | 0 | 9 | 1 | 0 | 9 | 0 | 0
9 | 25 | 5 | 0 | 0 | 9 | 1 | 0 | 9 | 0 | 0
9 | 25 | 6 | 536 | 47 | 11 | 1 | 166.111 | 14.011 | 119.8 | 112.277
9 | 25 | 7 | 803 | 67 | 13 | 2 | 438.492 | 23.556 | 355.93 | 342.072
9 | 25 | 8 | 917 | 75 | 16 | 2 | 688.271 | 33.893 | 557.447 | 536.543
9 | 25 | 9 | 973 | 80 | 19 | 2 | 888.869 | 42.574 | 698.04 | 671.325
9 | 25 | 10 | 1000 | 83 | 20 | 2 | 1020.613 | 47.322 | 784.344 | 753.699
9 | 25 | 11 | 1010 | 84 | 22 | 2 | 1074.269 | 50.863 | 810.641 | 778.744
9 | 25 | 12 | 1005 | 82 | 23 | 2 | 1043.69 | 51.22 | 785.873 | 755.156
9 | 25 | 13 | 983 | 80 | 23 | 2 | 934.062 | 48.5 | 712.247 | 684.904
9 | 25 | 14 | 937 | 74 | 23 | 3 | 750.252 | 41.273 | 588.933 | 566.791
9 | 25 | 15 | 850 | 66 | 22 | 3 | 514.678 | 34.497 | 404.553 | 389.132
9 | 25 | 16 | 668 | 50 | 19 | 2 | 246.63 | 25.576 | 179.359 | 170.433
9 | 25 | 17 | 142 | 11 | 16 | 2 | 24.291 | 15.584 | 15.159 | 9.78
9 | 25 | 18 | 0 | 0 | 14 | 2 | 0 | 14 | 0 | 0
9 | 25 | 19 | 0 | 0 | 13 | 2 | 0 | 13 | 0 | 0
9 | 25 | 20 | 0 | 0 | 12 | 2 | 0 | 12 | 0 | 0
9 | 25 | 21 | 0 | 0 | 12 | 1 | 0 | 12 | 0 | 0
9 | 25 | 22 | 0 | 0 | 11 | 1 | 0 | 11 | 0 | 0
9 | 25 | 23 | 0 | 0 | 11 | 1 | 0 | 11 | 0 | 0
9 | 26 | 0 | 0 | 0 | 10 | 1 | 0 | 10 | 0 | 0
9 | 26 | 1 | 0 | 0 | 10 | 1 | 0 | 10 | 0 | 0
9 | 26 | 2 | 0 | 0 | 10 | 2 | 0 | 10 | 0 | 0
9 | 26 | 3 | 0 | 0 | 10 | 2 | 0 | 10 | 0 | 0
9 | 26 | 4 | 0 | 0 | 10 | 2 | 0 | 10 | 0 | 0
9 | 26 | 5 | 0 | 0 | 10 | 2 | 0 | 10 | 0 | 0
9 | 26 | 6 | 516 | 45 | 11 | 2 | 159.864 | 13.391 | 115.598 | 108.168
9 | 26 | 7 | 751 | 72 | 13 | 2 | 420.245 | 23.048 | 342.429 | 328.989
9 | 26 | 8 | 865 | 84 | 16 | 2 | 666.474 | 33.278 | 541.613 | 521.317
9 | 26 | 9 | 936 | 86 | 19 | 2 | 864.364 | 41.903 | 681.126 | 655.149
9 | 26 | 10 | 971 | 86 | 20 | 3 | 995.882 | 43.708 | 779.848 | 749.414
9 | 26 | 11 | 986 | 85 | 21 | 3 | 1050.52 | 46.174 | 812.599 | 780.607
9 | 26 | 12 | 984 | 82 | 22 | 3 | 1021.857 | 46.62 | 788.386 | 757.55
9 | 26 | 13 | 967 | 78 | 22 | 4 | 915.841 | 42.209 | 721.508 | 693.752
9 | 26 | 14 | 930 | 70 | 21 | 4 | 738.372 | 37.34 | 591.026 | 568.8
9 | 26 | 15 | 856 | 60 | 19 | 4 | 506.96 | 30.121 | 406.415 | 390.933
9 | 26 | 16 | 691 | 44 | 16 | 3 | 244.854 | 21.58 | 179.843 | 170.905
9 | 26 | 17 | 0 | 0 | 14 | 2 | 0 | 14 | 0 | 0
9 | 26 | 18 | 0 | 0 | 12 | 2 | 0 | 12 | 0 | 0
9 | 26 | 19 | 0 | 0 | 11 | 2 | 0 | 11 | 0 | 0
9 | 26 | 20 | 0 | 0 | 11 | 2 | 0 | 11 | 0 | 0
9 | 26 | 21 | 0 | 0 | 10 | 2 | 0 | 10 | 0 | 0
9 | 26 | 22 | 0 | 0 | 10 | 2 | 0 | 10 | 0 | 0
9 | 26 | 23 | 0 | 0 | 10 | 2 | 0 | 10 | 0 | 0
9 | 27 | 0 | 0 | 0 | 10 | 1 | 0 | 10 | 0 | 0
9 | 27 | 1 | 0 | 0 | 10 | 1 | 0 | 10 | 0 | 0
9 | 27 | 2 | 0 | 0 | 9 | 1 | 0 | 9 | 0 | 0
9 | 27 | 3 | 0 | 0 | 9 | 1 | 0 | 9 | 0 | 0
9 | 27 | 4 | 0 | 0 | 9 | 1 | 0 | 9 | 0 | 0
9 | 27 | 5 | 0 | 0 | 9 | 1 | 0 | 9 | 0 | 0
9 | 27 | 6 | 566 | 41 | 11 | 1 | 165.959 | 14.006 | 117.953 | 110.471
9 | 27 | 7 | 813 | 59 | 13 | 1 | 433.826 | 25.453 | 348.398 | 334.774
9 | 27 | 8 | 918 | 68 | 16 | 1 | 680.03 | 36.946 | 542.321 | 521.998
9 | 27 | 9 | 973 | 71 | 19 | 1 | 876.964 | 46.359 | 675.244 | 649.522
9 | 27 | 10 | 1002 | 73 | 21 | 2 | 1008.632 | 47.943 | 772.566 | 742.473
9 | 27 | 11 | 1013 | 72 | 22 | 2 | 1060.292 | 50.496 | 801.64 | 770.174
9 | 27 | 12 | 1010 | 71 | 23 | 3 | 1031.905 | 47.821 | 791.111 | 760.146
9 | 27 | 13 | 991 | 67 | 23 | 3 | 921.584 | 45.322 | 714.387 | 686.949
9 | 27 | 14 | 951 | 63 | 22 | 3 | 742.811 | 40.102 | 586.145 | 564.114
9 | 27 | 15 | 874 | 55 | 21 | 3 | 508.093 | 33.339 | 400.415 | 385.131
9 | 27 | 16 | 707 | 41 | 19 | 2 | 244.074 | 25.486 | 174.936 | 166.119
9 | 27 | 17 | 0 | 0 | 16 | 1 | 0 | 16 | 0 | 0
9 | 27 | 18 | 0 | 0 | 14 | 1 | 0 | 14 | 0 | 0
9 | 27 | 19 | 0 | 0 | 12 | 1 | 0 | 12 | 0 | 0
9 | 27 | 20 | 0 | 0 | 11 | 0 | 0 | 11 | 0 | 0
9 | 27 | 21 | 0 | 0 | 11 | 0 | 0 | 11 | 0 | 0
9 | 27 | 22 | 0 | 0 | 10 | 0 | 0 | 10 | 0 | 0
9 | 27 | 23 | 0 | 0 | 10 | 0 | 0 | 10 | 0 | 0
9 | 28 | 0 | 0 | 0 | 9 | 0 | 0 | 9 | 0 | 0
9 | 28 | 1 | 0 | 0 | 9 | 0 | 0 | 9 | 0 | 0
9 | 28 | 2 | 0 | 0 | 9 | 0 | 0 | 9 | 0 | 0
9 | 28 | 3 | 0 | 0 | 8 | 0 | 0 | 8 | 0 | 0
9 | 28 | 4 | 0 | 0 | 8 | 0 | 0 | 8 | 0 | 0
9 | 28 | 5 | 0 | 0 | 9 | 0 | 0 | 9 | 0 | 0
9 | 28 | 6 | 639 | 34 | 11 | 0 | 174.089 | 15.38 | 120.415 | 112.878
9 | 28 | 7 | 858 | 50 | 15 | 0 | 442.292 | 31.464 | 344.269 | 330.772
9 | 28 | 8 | 952 | 58 | 18 | 0 | 690.4 | 44.369 | 530 | 510.144
9 | 28 | 9 | 1000 | 63 | 21 | 1 | 888.938 | 48.602 | 676.373 | 650.602
9 | 28 | 10 | 1025 | 66 | 23 | 2 | 1020.485 | 50.154 | 772.515 | 742.425
9 | 28 | 11 | 1034 | 67 | 24 | 2 | 1073.041 | 52.715 | 801.649 | 770.183
9 | 28 | 12 | 1029 | 67 | 25 | 3 | 1043.036 | 50.008 | 790.41 | 759.478
9 | 28 | 13 | 1010 | 65 | 24 | 3 | 933.004 | 46.563 | 718.505 | 690.883
9 | 28 | 14 | 970 | 60 | 23 | 4 | 750.159 | 39.581 | 593.299 | 570.982
9 | 28 | 15 | 895 | 52 | 22 | 3 | 512.815 | 34.454 | 401.395 | 386.079
9 | 28 | 16 | 731 | 39 | 19 | 2 | 245.919 | 25.551 | 175.078 | 166.257
9 | 28 | 17 | 0 | 0 | 15 | 2 | 0 | 15 | 0 | 0
9 | 28 | 18 | 0 | 0 | 13 | 1 | 0 | 13 | 0 | 0
9 | 28 | 19 | 0 | 0 | 11 | 1 | 0 | 11 | 0 | 0
9 | 28 | 20 | 0 | 0 | 10 | 1 | 0 | 10 | 0 | 0
9 | 28 | 21 | 0 | 0 | 9 | 1 | 0 | 9 | 0 | 0
9 | 28 | 22 | 0 | 0 | 9 | 1 | 0 | 9 | 0 | 0
9 | 28 | 23 | 0 | 0 | 9 | 1 | 0 | 9 | 0 | 0
9 | 29 | 0 | 0 | 0 | 8 | 1 | 0 | 8 | 0 | 0
9 | 29 | 1 | 0 | 0 | 8 | 1 | 0 | 8 | 0 | 0
9 | 29 | 2 | 0 | 0 | 8 | 1 | 0 | 8 | 0 | 0
9 | 29 | 3 | 0 | 0 | 8 | 1 | 0 | 8 | 0 | 0
9 | 29 | 4 | 0 | 0 | 8 | 1 | 0 | 8 | 0 | 0
9 | 29 | 5 | 0 | 0 | 8 | 1 | 0 | 8 | 0 | 0
9 | 29 | 6 | 505 | 46 | 10 | 1 | 158.506 | 12.744 | 115.296 | 107.873
9 | 29 | 7 | 785 | 66 | 12 | 2 | 428.264 | 22.268 | 349.506 | 335.848
9 | 29 | 8 | 905 | 73 | 15 | 2 | 675.79 | 32.571 | 550.658 | 530.016
9 | 29 | 9 | 961 | 78 | 17 | 2 | 872.989 | 40.234 | 693.648 | 667.126
9 | 29 | 10 | 987 | 81 | 19 | 3 | 1000.99 | 42.882 | 787.119 | 756.343
9 | 29 | 11 | 995 | 84 | 20 | 3 | 1052.86 | 45.282 | 818.158 | 785.898
9 | 29 | 12 | 988 | 84 | 21 | 3 | 1021.589 | 45.663 | 792.057 | 761.048
9 | 29 | 13 | 965 | 81 | 21 | 3 | 910.425 | 43.124 | 713.708 | 686.3
9 | 29 | 14 | 919 | 75 | 21 | 4 | 728.732 | 37.127 | 583.525 | 561.598
9 | 29 | 15 | 829 | 65 | 20 | 3 | 493.355 | 31.975 | 391.34 | 376.352
9 | 29 | 16 | 634 | 48 | 17 | 2 | 227.416 | 22.99 | 165.741 | 157.148
9 | 29 | 17 | 0 | 0 | 15 | 2 | 0 | 15 | 0 | 0
9 | 29 | 18 | 0 | 0 | 13 | 2 | 0 | 13 | 0 | 0
9 | 29 | 19 | 0 | 0 | 12 | 2 | 0 | 12 | 0 | 0
9 | 29 | 20 | 0 | 0 | 12 | 2 | 0 | 12 | 0 | 0
9 | 29 | 21 | 0 | 0 | 11 | 2 | 0 | 11 | 0 | 0
9 | 29 | 22 | 0 | 0 | 11 | 1 | 0 | 11 | 0 | 0
9 | 29 | 23 | 0 | 0 | 11 | 1 | 0 | 11 | 0 | 0
9 | 30 | 0 | 0 | 0 | 10 | 1 | 0 | 10 | 0 | 0
9 | 30 | 1 | 0 | 0 | 10 | 1 | 0 | 10 | 0 | 0
9 | 30 | 2 | 0 | 0 | 10 | 1 | 0 | 10 | 0 | 0
9 | 30 | 3 | 0 | 0 | 10 | 1 | 0 | 10 | 0 | 0
9 | 30 | 4 | 0 | 0 | 10 | 1 | 0 | 10 | 0 | 0
9 | 30 | 5 | 0 | 0 | 10 | 1 | 0 | 10 | 0 | 0
9 | 30 | 6 | 511 | 42 | 11 | 2 | 155.652 | 13.273 | 112.087 | 104.736
9 | 30 | 7 | 761 | 66 | 13 | 2 | 417.217 | 22.953 | 339.465 | 326.116
9 | 30 | 8 | 872 | 79 | 16 | 1 | 660.211 | 36.298 | 528.266 | 508.476
9 | 30 | 9 | 930 | 86 | 19 | 1 | 855.635 | 45.691 | 661.077 | 635.961
9 | 30 | 10 | 959 | 90 | 21 | 1 | 983.897 | 51.801 | 738.26 | 709.749
9 | 30 | 11 | 14 | 223 | 22 | 1 | 230.233 | 31.914 | 191.384 | 182.16
9 | 30 | 12 | 58 | 365 | 23 | 1 | 430.538 | 35.517 | 351.604 | 337.88
9 | 30 | 13 | 76 | 334 | 24 | 1 | 407.448 | 36.702 | 330.666 | 317.584
9 | 30 | 14 | 211 | 272 | 23 | 2 | 431.84 | 34.078 | 353.562 | 339.778
9 | 30 | 15 | 415 | 147 | 22 | 2 | 369.18 | 31.533 | 297.979 | 285.867
9 | 30 | 16 | 32 | 77 | 20 | 1 | 85.207 | 22.447 | 72.485 | 65.981
9 | 30 | 17 | 0 | 0 | 17 | 1 | 0 | 17 | 0 | 0
9 | 30 | 18 | 0 | 0 | 15 | 1 | 0 | 15 | 0 | 0
9 | 30 | 19 | 0 | 0 | 14 | 0 | 0 | 14 | 0 | 0
9 | 30 | 20 | 0 | 0 | 13 | 0 | 0 | 13 | 0 | 0
9 | 30 | 21 | 0 | 0 | 12 | 0 | 0 | 12 | 0 | 0
9 | 30 | 22 | 0 | 0 | 12 | 0 | 0 | 12 | 0 | 0
9 | 30 | 23 | 0 | 0 | 11 | 0 | 0 | 11 | 0 | 0
10 | 1 | 0 | 0 | 0 | 11 | 0 | 0 | 11 | 0 | 0
10 | 1 | 1 | 0 | 0 | 10 | 0 | 0 | 10 | 0 | 0
10 | 1 | 2 | 0 | 0 | 10 | 0 | 0 | 10 | 0 | 0
10 | 1 | 3 | 0 | 0 | 10 | 0 | 0 | 10 | 0 | 0
10 | 1 | 4 | 0 | 0 | 9 | 0 | 0 | 9 | 0 | 0
10 | 1 | 5 | 0 | 0 | 10 | 0 | 0 | 10 | 0 | 0
10 | 1 | 6 | 570 | 36 | 12 | 0 | 161.325 | 15.815 | 112.579 | 105.217
10 | 1 | 7 | 811 | 56 | 16 | 1 | 428.253 | 28.21 | 338.997 | 325.662
10 | 1 | 8 | 913 | 66 | 19 | 1 | 671.745 | 39.555 | 528.496 | 508.697
10 | 1 | 9 | 963 | 73 | 22 | 1 | 866.807 | 48.861 | 658.564 | 633.555
10 | 1 | 10 | 988 | 77 | 24 | 2 | 994.436 | 50.414 | 751.7 | 722.574
10 | 1 | 11 | 995 | 79 | 25 | 2 | 1043.525 | 52.885 | 778.842 | 748.456
10 | 1 | 12 | 989 | 78 | 26 | 2 | 1011.412 | 53.199 | 753.353 | 724.151
10 | 1 | 13 | 966 | 76 | 27 | 3 | 900.817 | 48.681 | 685.878 | 659.695
10 | 1 | 14 | 919 | 71 | 26 | 3 | 719.237 | 43.429 | 557.479 | 536.573
10 | 1 | 15 | 831 | 61 | 25 | 3 | 485.184 | 36.717 | 375.161 | 360.696
10 | 1 | 16 | 640 | 43 | 22 | 2 | 220.13 | 27.786 | 155.204 | 146.863
10 | 1 | 17 | 0 | 0 | 18 | 1 | 0 | 18 | 0 | 0
10 | 1 | 18 | 0 | 0 | 16 | 0 | 0 | 16 | 0 | 0
10 | 1 | 19 | 0 | 0 | 15 | 0 | 0 | 15 | 0 | 0
10 | 1 | 20 | 0 | 0 | 14 | 0 | 0 | 14 | 0 | 0
10 | 1 | 21 | 0 | 0 | 13 | 0 | 0 | 13 | 0 | 0
10 | 1 | 22 | 0 | 0 | 12 | 0 | 0 | 12 | 0 | 0
10 | 1 | 23 | 0 | 0 | 12 | 0 | 0 | 12 | 0 | 0
10 | 2 | 0 | 0 | 0 | 12 | 0 | 0 | 12 | 0 | 0
10 | 2 | 1 | 0 | 0 | 11 | 0 | 0 | 11 | 0 | 0
10 | 2 | 2 | 0 | 0 | 11 | 0 | 0 | 11 | 0 | 0
10 | 2 | 3 | 0 | 0 | 10 | 0 | 0 | 10 | 0 | 0
10 | 2 | 4 | 0 | 0 | 10 | 0 | 0 | 10 | 0 | 0
10 | 2 | 5 | 0 | 0 | 10 | 0 | 0 | 10 | 0 | 0
10 | 2 | 6 | 625 | 33 | 13 | 0 | 169.565 | 17.205 | 116.129 | 108.688
10 | 2 | 7 | 857 | 50 | 16 | 1 | 440.076 | 28.612 | 346.941 | 333.361
10 | 2 | 8 | 954 | 59 | 19 | 2 | 689.695 | 36.847 | 549.802 | 529.192
10 | 2 | 9 | 1001 | 64 | 22 | 2 | 886.217 | 45.38 | 685.632 | 659.459
10 | 2 | 10 | 1023 | 68 | 24 | 3 | 1014.656 | 48.014 | 776.777 | 746.488
10 | 2 | 11 | 1027 | 70 | 25 | 3 | 1061.933 | 50.293 | 803.672 | 772.109
10 | 2 | 12 | 1017 | 71 | 26 | 4 | 1027.231 | 48.446 | 784.803 | 754.136
10 | 2 | 13 | 990 | 70 | 25 | 4 | 911.682 | 45.053 | 707.38 | 680.253
10 | 2 | 14 | 942 | 66 | 24 | 4 | 726.931 | 40.038 | 573.029 | 551.517
10 | 2 | 15 | 852 | 58 | 22 | 3 | 487.983 | 33.825 | 382.13 | 367.441
10 | 2 | 16 | 657 | 42 | 19 | 2 | 221.677 | 24.822 | 157.693 | 149.293
10 | 2 | 17 | 0 | 0 | 16 | 2 | 0 | 16 | 0 | 0
10 | 2 | 18 | 0 | 0 | 14 | 1 | 0 | 14 | 0 | 0
10 | 2 | 19 | 0 | 0 | 12 | 1 | 0 | 12 | 0 | 0
10 | 2 | 20 | 0 | 0 | 12 | 1 | 0 | 12 | 0 | 0
10 | 2 | 21 | 0 | 0 | 11 | 1 | 0 | 11 | 0 | 0
10 | 2 | 22 | 0 | 0 | 11 | 1 | 0 | 11 | 0 | 0
10 | 2 | 23 | 0 | 0 | 10 | 1 | 0 | 10 | 0 | 0
10 | 3 | 0 | 0 | 0 | 10 | 1 | 0 | 10 | 0 | 0
10 | 3 | 1 | 0 | 0 | 10 | 1 | 0 | 10 | 0 | 0
10 | 3 | 2 | 0 | 0 | 9 | 1 | 0 | 9 | 0 | 0
10 | 3 | 3 | 0 | 0 | 9 | 1 | 0 | 9 | 0 | 0
10 | 3 | 4 | 0 | 0 | 9 | 2 | 0 | 9 | 0 | 0
10 | 3 | 5 | 0 | 0 | 9 | 2 | 0 | 9 | 0 | 0
10 | 3 | 6 | 540 | 38 | 10 | 3 | 156.756 | 12.054 | 112.012 | 104.662
10 | 3 | 7 | 804 | 59 | 12 | 3 | 427.566 | 21.055 | 350.046 | 336.371
10 | 3 | 8 | 923 | 67 | 15 | 4 | 677.727 | 29.188 | 560.947 | 539.907
10 | 3 | 9 | 979 | 72 | 17 | 4 | 876.224 | 35.853 | 711.463 | 684.156
10 | 3 | 10 | 1004 | 76 | 19 | 4 | 1004.729 | 40.858 | 798.166 | 766.866
10 | 3 | 11 | 1011 | 78 | 20 | 5 | 1053.727 | 40.784 | 837.893 | 804.67
10 | 3 | 12 | 1003 | 78 | 21 | 5 | 1019.845 | 41.214 | 808.899 | 777.085
10 | 3 | 13 | 980 | 75 | 20 | 5 | 906.425 | 37.991 | 729.016 | 700.922
10 | 3 | 14 | 939 | 68 | 19 | 5 | 724.506 | 33.308 | 590.406 | 568.206
10 | 3 | 15 | 859 | 57 | 18 | 5 | 487.839 | 27.425 | 393.566 | 378.507
10 | 3 | 16 | 672 | 39 | 16 | 4 | 220.518 | 20.401 | 158.994 | 150.563
10 | 3 | 17 | 0 | 0 | 13 | 3 | 0 | 13 | 0 | 0
10 | 3 | 18 | 0 | 0 | 11 | 3 | 0 | 11 | 0 | 0
10 | 3 | 19 | 0 | 0 | 10 | 2 | 0 | 10 | 0 | 0
10 | 3 | 20 | 0 | 0 | 9 | 2 | 0 | 9 | 0 | 0
10 | 3 | 21 | 0 | 0 | 8 | 1 | 0 | 8 | 0 | 0
10 | 3 | 22 | 0 | 0 | 7 | 1 | 0 | 7 | 0 | 0
10 | 3 | 23 | 0 | 0 | 7 | 0 | 0 | 7 | 0 | 0
10 | 4 | 0 | 0 | 0 | 7 | 0 | 0 | 7 | 0 | 0
10 | 4 | 1 | 0 | 0 | 7 | 0 | 0 | 7 | 0 | 0
10 | 4 | 2 | 0 | 0 | 6 | 0 | 0 | 6 | 0 | 0
10 | 4 | 3 | 0 | 0 | 6 | 0 | 0 | 6 | 0 | 0
10 | 4 | 4 | 0 | 0 | 6 | 0 | 0 | 6 | 0 | 0
10 | 4 | 5 | 0 | 0 | 7 | 1 | 0 | 7 | 0 | 0
10 | 4 | 6 | 650 | 29 | 10 | 1 | 169.778 | 13.121 | 117.022 | 109.561
10 | 4 | 7 | 875 | 43 | 13 | 2 | 439.03 | 23.582 | 353.697 | 339.908
10 | 4 | 8 | 966 | 50 | 16 | 2 | 685.344 | 33.82 | 554.248 | 533.467
10 | 4 | 9 | 1011 | 55 | 19 | 2 | 881.347 | 42.379 | 692.372 | 665.906
10 | 4 | 10 | 1034 | 58 | 20 | 1 | 1009.789 | 51.666 | 758.112 | 728.691
10 | 4 | 11 | 1041 | 59 | 21 | 1 | 1058.478 | 54.354 | 783.664 | 753.051
10 | 4 | 12 | 1035 | 58 | 22 | 1 | 1024.206 | 54.542 | 757.231 | 727.85
10 | 4 | 13 | 1015 | 57 | 23 | 2 | 912.476 | 47.923 | 697.264 | 670.584
10 | 4 | 14 | 974 | 53 | 22 | 2 | 728.726 | 42.14 | 567.809 | 546.502
10 | 4 | 15 | 893 | 46 | 21 | 2 | 489.463 | 34.582 | 380.446 | 365.811
10 | 4 | 16 | 709 | 33 | 19 | 1 | 220.978 | 26.344 | 153.001 | 144.713
10 | 4 | 17 | 0 | 0 | 15 | 0 | 0 | 15 | 0 | 0
10 | 4 | 18 | 0 | 0 | 13 | 0 | 0 | 13 | 0 | 0
10 | 4 | 19 | 0 | 0 | 13 | 0 | 0 | 13 | 0 | 0
10 | 4 | 20 | 0 | 0 | 12 | 1 | 0 | 12 | 0 | 0
10 | 4 | 21 | 0 | 0 | 11 | 1 | 0 | 11 | 0 | 0
10 | 4 | 22 | 0 | 0 | 10 | 1 | 0 | 10 | 0 | 0
10 | 4 | 23 | 0 | 0 | 10 | 1 | 0 | 10 | 0 | 0
10 | 5 | 0 | 0 | 0 | 9 | 1 | 0 | 9 | 0 | 0
10 | 5 | 1 | 0 | 0 | 9 | 1 | 0 | 9 | 0 | 0
10 | 5 | 2 | 0 | 0 | 8 | 1 | 0 | 8 | 0 | 0
10 | 5 | 3 | 0 | 0 | 8 | 2 | 0 | 8 | 0 | 0
10 | 5 | 4 | 0 | 0 | 8 | 2 | 0 | 8 | 0 | 0
10 | 5 | 5 | 0 | 0 | 8 | 2 | 0 | 8 | 0 | 0
10 | 5 | 6 | 652 | 28 | 11 | 3 | 168.847 | 13.361 | 115.923 | 108.487
10 | 5 | 7 | 884 | 43 | 14 | 5 | 442.393 | 21.595 | 359.561 | 345.589
10 | 5 | 8 | 979 | 50 | 17 | 6 | 692.747 | 28.608 | 574.45 | 552.882
10 | 5 | 9 | 1027 | 56 | 18 | 5 | 893.984 | 35.226 | 727.958 | 699.912
10 | 5 | 10 | 1050 | 60 | 20 | 5 | 1024.817 | 40.057 | 817.361 | 785.139
10 | 5 | 11 | 1058 | 62 | 21 | 4 | 1075.859 | 44.536 | 839.149 | 805.864
10 | 5 | 12 | 1054 | 62 | 22 | 4 | 1043.817 | 44.941 | 812.136 | 780.167
10 | 5 | 13 | 1036 | 60 | 23 | 4 | 930.659 | 43.528 | 727.551 | 699.523
10 | 5 | 14 | 997 | 56 | 22 | 4 | 745.077 | 38.489 | 591.215 | 568.982
10 | 5 | 15 | 918 | 48 | 21 | 3 | 501.257 | 33.186 | 391.929 | 376.923
10 | 5 | 16 | 734 | 34 | 17 | 2 | 226.433 | 22.99 | 158.691 | 150.267
10 | 5 | 17 | 0 | 0 | 14 | 1 | 0 | 14 | 0 | 0
10 | 5 | 18 | 0 | 0 | 12 | 1 | 0 | 12 | 0 | 0
10 | 5 | 19 | 0 | 0 | 11 | 1 | 0 | 11 | 0 | 0
10 | 5 | 20 | 0 | 0 | 10 | 1 | 0 | 10 | 0 | 0
10 | 5 | 21 | 0 | 0 | 10 | 1 | 0 | 10 | 0 | 0
10 | 5 | 22 | 0 | 0 | 9 | 1 | 0 | 9 | 0 | 0
10 | 5 | 23 | 0 | 0 | 9 | 1 | 0 | 9 | 0 | 0
10 | 6 | 0 | 0 | 0 | 8 | 1 | 0 | 8 | 0 | 0
10 | 6 | 1 | 0 | 0 | 8 | 1 | 0 | 8 | 0 | 0
10 | 6 | 2 | 0 | 0 | 8 | 1 | 0 | 8 | 0 | 0
10 | 6 | 3 | 0 | 0 | 8 | 1 | 0 | 8 | 0 | 0
10 | 6 | 4 | 0 | 0 | 8 | 1 | 0 | 8 | 0 | 0
10 | 6 | 5 | 0 | 0 | 8 | 1 | 0 | 8 | 0 | 0
10 | 6 | 6 | 677 | 28 | 11 | 1 | 173.765 | 14.265 | 118.461 | 110.968
10 | 6 | 7 | 902 | 43 | 16 | 2 | 449.679 | 26.849 | 356.413 | 342.539
10 | 6 | 8 | 993 | 51 | 19 | 2 | 701.875 | 37.185 | 558.067 | 537.139
10 | 6 | 9 | 1038 | 56 | 22 | 2 | 901.351 | 45.786 | 695.636 | 669.027
10 | 6 | 10 | 1061 | 59 | 24 | 1 | 1031.749 | 56.015 | 756.442 | 727.098
10 | 6 | 11 | 1068 | 60 | 25 | 1 | 1080.75 | 58.685 | 781.218 | 750.72
10 | 6 | 12 | 1062 | 59 | 26 | 1 | 1045.141 | 58.848 | 754.485 | 725.231
10 | 6 | 13 | 1042 | 57 | 27 | 1 | 929.397 | 56.608 | 677.551 | 651.729
10 | 6 | 14 | 1000 | 53 | 26 | 1 | 740.84 | 50.17 | 553.174 | 532.435
10 | 6 | 15 | 917 | 46 | 25 | 0 | 495.841 | 46.652 | 361.715 | 347.675
10 | 6 | 16 | 725 | 33 | 22 | 0 | 221.016 | 33.009 | 147.075 | 138.926
10 | 6 | 17 | 0 | 0 | 19 | 0 | 0 | 19 | 0 | 0
10 | 6 | 18 | 0 | 0 | 17 | 0 | 0 | 17 | 0 | 0
10 | 6 | 19 | 0 | 0 | 16 | 0 | 0 | 16 | 0 | 0
10 | 6 | 20 | 0 | 0 | 16 | 0 | 0 | 16 | 0 | 0
10 | 6 | 21 | 0 | 0 | 16 | 0 | 0 | 16 | 0 | 0
10 | 6 | 22 | 0 | 0 | 16 | 0 | 0 | 16 | 0 | 0
10 | 6 | 23 | 0 | 0 | 16 | 0 | 0 | 16 | 0 | 0
10 | 7 | 0 | 0 | 0 | 16 | 0 | 0 | 16 | 0 | 0
10 | 7 | 1 | 0 | 0 | 16 | 0 | 0 | 16 | 0 | 0
10 | 7 | 2 | 0 | 0 | 15 | 0 | 0 | 15 | 0 | 0
10 | 7 | 3 | 0 | 0 | 15 | 0 | 0 | 15 | 0 | 0
10 | 7 | 4 | 0 | 0 | 14 | 0 | 0 | 14 | 0 | 0
10 | 7 | 5 | 0 | 0 | 14 | 0 | 0 | 14 | 0 | 0
10 | 7 | 6 | 647 | 30 | 16 | 0 | 169.577 | 20.293 | 113.227 | 105.85
10 | 7 | 7 | 319 | 129 | 19 | 0 | 279.481 | 29.442 | 225.795 | 215.685
10 | 7 | 8 | 435 | 197 | 22 | 1 | 500.882 | 36.842 | 401.788 | 386.459
10 | 7 | 9 | 727 | 168 | 24 | 1 | 782.066 | 47.751 | 597.884 | 575.383
10 | 7 | 10 | 649 | 247 | 25 | 2 | 872.164 | 48.174 | 667.205 | 641.828
10 | 7 | 11 | 527 | 321 | 25 | 2 | 860.957 | 48.155 | 659.037 | 634.008
10 | 7 | 12 | 645 | 254 | 26 | 2 | 881.705 | 49.585 | 669.593 | 644.113
10 | 7 | 13 | 635 | 215 | 27 | 2 | 771.646 | 47.93 | 589.994 | 567.81
10 | 7 | 14 | 267 | 246 | 27 | 2 | 447.162 | 39.549 | 355.615 | 341.767
10 | 7 | 15 | 767 | 60 | 26 | 1 | 439.276 | 39.688 | 332.978 | 319.826
10 | 7 | 16 | 445 | 47 | 22 | 1 | 165.824 | 27.383 | 118.276 | 110.787
10 | 7 | 17 | 0 | 0 | 18 | 1 | 0 | 18 | 0 | 0
10 | 7 | 18 | 0 | 0 | 17 | 1 | 0 | 17 | 0 | 0
10 | 7 | 19 | 0 | 0 | 16 | 0 | 0 | 16 | 0 | 0
10 | 7 | 20 | 0 | 0 | 16 | 0 | 0 | 16 | 0 | 0
10 | 7 | 21 | 0 | 0 | 15 | 0 | 0 | 15 | 0 | 0
10 | 7 | 22 | 0 | 0 | 15 | 0 | 0 | 15 | 0 | 0
10 | 7 | 23 | 0 | 0 | 14 | 0 | 0 | 14 | 0 | 0
10 | 8 | 0 | 0 | 0 | 14 | 0 | 0 | 14 | 0 | 0
10 | 8 | 1 | 0 | 0 | 13 | 0 | 0 | 13 | 0 | 0
10 | 8 | 2 | 0 | 0 | 13 | 1 | 0 | 13 | 0 | 0
10 | 8 | 3 | 0 | 0 | 13 | 0 | 0 | 13 | 0 | 0
10 | 8 | 4 | 0 | 0 | 12 | 0 | 0 | 12 | 0 | 0
10 | 8 | 5 | 0 | 0 | 12 | 0 | 0 | 12 | 0 | 0
10 | 8 | 6 | 440 | 37 | 14 | 0 | 135.033 | 16.629 | 95.888 | 88.891
10 | 8 | 7 | 800 | 48 | 18 | 0 | 409.119 | 32.915 | 315.369 | 302.746
10 | 8 | 8 | 916 | 57 | 21 | 1 | 656.989 | 40.973 | 512.509 | 493.307
10 | 8 | 9 | 1020 | 64 | 24 | 2 | 893.025 | 47.371 | 683.449 | 657.372
10 | 8 | 10 | 1044 | 68 | 25 | 2 | 1022.826 | 52.115 | 765.94 | 736.156
10 | 8 | 11 | 1052 | 69 | 26 | 3 | 1071.386 | 51.475 | 805.588 | 773.933
10 | 8 | 12 | 1046 | 69 | 27 | 3 | 1036.791 | 51.786 | 777.933 | 747.589
10 | 8 | 13 | 1025 | 65 | 27 | 3 | 919.035 | 49.137 | 697.491 | 670.8
10 | 8 | 14 | 980 | 60 | 26 | 3 | 729.794 | 43.707 | 563.429 | 542.293
10 | 8 | 15 | 894 | 51 | 25 | 3 | 485.387 | 36.747 | 371.993 | 357.628
10 | 8 | 16 | 691 | 35 | 21 | 2 | 211.449 | 26.55 | 144.954 | 136.855
10 | 8 | 17 | 0 | 0 | 16 | 1 | 0 | 16 | 0 | 0
10 | 8 | 18 | 0 | 0 | 14 | 0 | 0 | 14 | 0 | 0
10 | 8 | 19 | 0 | 0 | 13 | 0 | 0 | 13 | 0 | 0
10 | 8 | 20 | 0 | 0 | 13 | 0 | 0 | 13 | 0 | 0
10 | 8 | 21 | 0 | 0 | 12 | 0 | 0 | 12 | 0 | 0
10 | 8 | 22 | 0 | 0 | 12 | 0 | 0 | 12 | 0 | 0
10 | 8 | 23 | 0 | 0 | 11 | 0 | 0 | 11 | 0 | 0
10 | 9 | 0 | 0 | 0 | 11 | 0 | 0 | 11 | 0 | 0
10 | 9 | 1 | 0 | 0 | 11 | 0 | 0 | 11 | 0 | 0
10 | 9 | 2 | 0 | 0 | 10 | 0 | 0 | 10 | 0 | 0
10 | 9 | 3 | 0 | 0 | 10 | 0 | 0 | 10 | 0 | 0
10 | 9 | 4 | 0 | 0 | 10 | 0 | 0 | 10 | 0 | 0
10 | 9 | 5 | 0 | 0 | 10 | 0 | 0 | 10 | 0 | 0
10 | 9 | 6 | 613 | 32 | 13 | 0 | 164.325 | 16.966 | 112.146 | 104.794
10 | 9 | 7 | 866 | 51 | 16 | 0 | 440.793 | 32.313 | 340.573 | 327.19
10 | 9 | 8 | 965 | 62 | 19 | 1 | 693.052 | 40.221 | 542.643 | 522.308
10 | 9 | 9 | 1013 | 69 | 22 | 2 | 891.566 | 45.521 | 688.926 | 662.61
10 | 9 | 10 | 1034 | 74 | 25 | 2 | 1018.699 | 52.012 | 763.246 | 733.588
10 | 9 | 11 | 1039 | 76 | 26 | 2 | 1064.856 | 54.401 | 788.079 | 757.258
10 | 9 | 12 | 1028 | 76 | 27 | 3 | 1025.799 | 51.533 | 770.703 | 740.698
10 | 9 | 13 | 1001 | 74 | 27 | 3 | 906.914 | 48.846 | 689.303 | 662.971
10 | 9 | 14 | 948 | 69 | 26 | 3 | 715.887 | 43.368 | 553.619 | 532.862
10 | 9 | 15 | 846 | 59 | 24 | 3 | 471.126 | 35.393 | 363.779 | 349.675
10 | 9 | 16 | 612 | 39 | 20 | 2 | 194.613 | 25.048 | 135.462 | 127.583
10 | 9 | 17 | 0 | 0 | 16 | 1 | 0 | 16 | 0 | 0
10 | 9 | 18 | 0 | 0 | 14 | 1 | 0 | 14 | 0 | 0
10 | 9 | 19 | 0 | 0 | 13 | 1 | 0 | 13 | 0 | 0
10 | 9 | 20 | 0 | 0 | 12 | 1 | 0 | 12 | 0 | 0
10 | 9 | 21 | 0 | 0 | 11 | 0 | 0 | 11 | 0 | 0
10 | 9 | 22 | 0 | 0 | 11 | 0 | 0 | 11 | 0 | 0
10 | 9 | 23 | 0 | 0 | 10 | 0 | 0 | 10 | 0 | 0
10 | 10 | 0 | 0 | 0 | 10 | 0 | 0 | 10 | 0 | 0
10 | 10 | 1 | 0 | 0 | 9 | 0 | 0 | 9 | 0 | 0
10 | 10 | 2 | 0 | 0 | 9 | 0 | 0 | 9 | 0 | 0
10 | 10 | 3 | 0 | 0 | 8 | 0 | 0 | 8 | 0 | 0
10 | 10 | 4 | 0 | 0 | 8 | 0 | 0 | 8 | 0 | 0
10 | 10 | 5 | 0 | 0 | 8 | 0 | 0 | 8 | 0 | 0
10 | 10 | 6 | 601 | 31 | 9 | 0 | 160.532 | 12.727 | 111.52 | 104.182
10 | 10 | 7 | 864 | 49 | 13 | 1 | 436.876 | 25.521 | 348.435 | 334.809
10 | 10 | 8 | 970 | 58 | 16 | 1 | 690.47 | 37.261 | 548.544 | 527.982
10 | 10 | 9 | 1025 | 63 | 19 | 1 | 892.624 | 46.831 | 684.958 | 658.815
10 | 10 | 10 | 1053 | 65 | 22 | 1 | 1023.422 | 53.917 | 758.878 | 729.422
10 | 10 | 11 | 1062 | 66 | 24 | 1 | 1072.561 | 57.524 | 780.233 | 749.781
10 | 10 | 12 | 1057 | 66 | 25 | 1 | 1038.067 | 57.714 | 753.987 | 724.756
10 | 10 | 13 | 1036 | 63 | 26 | 1 | 920.147 | 55.407 | 674.948 | 649.238
10 | 10 | 14 | 993 | 57 | 26 | 1 | 729.473 | 49.823 | 545.003 | 524.578
10 | 10 | 15 | 905 | 48 | 25 | 1 | 482.06 | 41.147 | 360.414 | 346.415
10 | 10 | 16 | 693 | 33 | 21 | 0 | 205.568 | 31.356 | 136.359 | 128.459
10 | 10 | 17 | 0 | 0 | 18 | 0 | 0 | 18 | 0 | 0
10 | 10 | 18 | 0 | 0 | 16 | 0 | 0 | 16 | 0 | 0
10 | 10 | 19 | 0 | 0 | 15 | 0 | 0 | 15 | 0 | 0
10 | 10 | 20 | 0 | 0 | 14 | 1 | 0 | 14 | 0 | 0
10 | 10 | 21 | 0 | 0 | 14 | 1 | 0 | 14 | 0 | 0
10 | 10 | 22 | 0 | 0 | 14 | 1 | 0 | 14 | 0 | 0
10 | 10 | 23 | 0 | 0 | 14 | 1 | 0 | 14 | 0 | 0
10 | 11 | 0 | 0 | 0 | 13 | 1 | 0 | 13 | 0 | 0
10 | 11 | 1 | 0 | 0 | 13 | 0 | 0 | 13 | 0 | 0
10 | 11 | 2 | 0 | 0 | 13 | 0 | 0 | 13 | 0 | 0
10 | 11 | 3 | 0 | 0 | 13 | 0 | 0 | 13 | 0 | 0
10 | 11 | 4 | 0 | 0 | 13 | 0 | 0 | 13 | 0 | 0
10 | 11 | 5 | 0 | 0 | 13 | 0 | 0 | 13 | 0 | 0
10 | 11 | 6 | 608 | 30 | 14 | 0 | 160.587 | 17.842 | 108.625 | 101.35
10 | 11 | 7 | 863 | 49 | 16 | 0 | 435.632 | 32.105 | 336.52 | 323.261
10 | 11 | 8 | 962 | 60 | 20 | 1 | 686.398 | 40.966 | 535.172 | 515.12
10 | 11 | 9 | 1010 | 66 | 23 | 1 | 882.447 | 50.284 | 664.859 | 639.582
10 | 11 | 10 | 713 | 210 | 26 | 1 | 887.05 | 53.955 | 657.776 | 632.8
10 | 11 | 11 | 501 | 317 | 27 | 2 | 828.579 | 49.33 | 630.275 | 606.452
10 | 11 | 12 | 1030 | 69 | 28 | 2 | 1014.391 | 54.589 | 749.543 | 720.516
10 | 11 | 13 | 489 | 249 | 29 | 2 | 680.509 | 48.015 | 520.104 | 500.619
10 | 11 | 14 | 337 | 223 | 28 | 2 | 466.741 | 40.763 | 368.186 | 353.942
10 | 11 | 15 | 867 | 51 | 26 | 1 | 465.264 | 40.531 | 348.852 | 335.214
10 | 11 | 16 | 641 | 34 | 22 | 1 | 192.983 | 28.356 | 130.231 | 122.472
10 | 11 | 17 | 0 | 0 | 19 | 0 | 0 | 19 | 0 | 0
10 | 11 | 18 | 0 | 0 | 18 | 0 | 0 | 18 | 0 | 0
10 | 11 | 19 | 0 | 0 | 17 | 0 | 0 | 17 | 0 | 0
10 | 11 | 20 | 0 | 0 | 17 | 0 | 0 | 17 | 0 | 0
10 | 11 | 21 | 0 | 0 | 16 | 0 | 0 | 16 | 0 | 0
10 | 11 | 22 | 0 | 0 | 16 | 0 | 0 | 16 | 0 | 0
10 | 11 | 23 | 0 | 0 | 16 | 0 | 0 | 16 | 0 | 0
10 | 12 | 0 | 0 | 0 | 15 | 0 | 0 | 15 | 0 | 0
10 | 12 | 1 | 0 | 0 | 15 | 0 | 0 | 15 | 0 | 0
10 | 12 | 2 | 0 | 0 | 15 | 0 | 0 | 15 | 0 | 0
10 | 12 | 3 | 0 | 0 | 15 | 0 | 0 | 15 | 0 | 0
10 | 12 | 4 | 0 | 0 | 15 | 1 | 0 | 15 | 0 | 0
10 | 12 | 5 | 0 | 0 | 15 | 1 | 0 | 15 | 0 | 0
10 | 12 | 6 | 467 | 35 | 16 | 0 | 137.75 | 18.842 | 95.776 | 88.781
10 | 12 | 7 | 339 | 119 | 19 | 0 | 282.116 | 29.265 | 227.428 | 217.275
10 | 12 | 8 | 952 | 58 | 23 | 1 | 676.437 | 42.934 | 522.001 | 502.446
10 | 12 | 9 | 1003 | 64 | 26 | 1 | 872.874 | 52.81 | 648.718 | 624.126
10 | 12 | 10 | 722 | 203 | 28 | 2 | 886.414 | 51.649 | 665.519 | 640.214
10 | 12 | 11 | 1033 | 71 | 29 | 2 | 1046.404 | 56.453 | 765.68 | 735.908
10 | 12 | 12 | 482 | 297 | 30 | 2 | 773.389 | 51.327 | 581.868 | 560.007
10 | 12 | 13 | 354 | 292 | 30 | 2 | 607.846 | 46.526 | 468.415 | 450.809
10 | 12 | 14 | 561 | 162 | 29 | 2 | 555.737 | 43.772 | 430.137 | 413.86
10 | 12 | 15 | 543 | 98 | 27 | 2 | 366.711 | 36.846 | 283.515 | 271.82
10 | 12 | 16 | 427 | 41 | 23 | 1 | 149.646 | 27.531 | 104.917 | 97.724
10 | 12 | 17 | 0 | 0 | 20 | 1 | 0 | 20 | 0 | 0
10 | 12 | 18 | 0 | 0 | 18 | 0 | 0 | 18 | 0 | 0
10 | 12 | 19 | 0 | 0 | 17 | 0 | 0 | 17 | 0 | 0
10 | 12 | 20 | 0 | 0 | 17 | 0 | 0 | 17 | 0 | 0
10 | 12 | 21 | 0 | 0 | 16 | 0 | 0 | 16 | 0 | 0
10 | 12 | 22 | 0 | 0 | 15 | 0 | 0 | 15 | 0 | 0
10 | 12 | 23 | 0 | 0 | 15 | 0 | 0 | 15 | 0 | 0
10 | 13 | 0 | 0 | 0 | 14 | 0 | 0 | 14 | 0 | 0
10 | 13 | 1 | 0 | 0 | 13 | 0 | 0 | 13 | 0 | 0
10 | 13 | 2 | 0 | 0 | 13 | 0 | 0 | 13 | 0 | 0
10 | 13 | 3 | 0 | 0 | 12 | 0 | 0 | 12 | 0 | 0
10 | 13 | 4 | 0 | 0 | 11 | 0 | 0 | 11 | 0 | 0
10 | 13 | 5 | 0 | 0 | 11 | 0 | 0 | 11 | 0 | 0
10 | 13 | 6 | 82 | 44 | 13 | 0 | 63.373 | 11.8 | 53.113 | 47.003
10 | 13 | 7 | 820 | 44 | 16 | 0 | 409.493 | 30.397 | 318.491 | 305.775
10 | 13 | 8 | 991 | 55 | 19 | 1 | 696.449 | 40.187 | 544.81 | 524.392
10 | 13 | 9 | 1041 | 60 | 22 | 1 | 896.596 | 49.77 | 677.207 | 651.4
10 | 13 | 10 | 1063 | 62 | 25 | 2 | 1022.429 | 52.115 | 765.457 | 735.696
10 | 13 | 11 | 1066 | 64 | 26 | 3 | 1066.525 | 51.368 | 802.252 | 770.757
10 | 13 | 12 | 1054 | 65 | 27 | 3 | 1026.058 | 51.542 | 770.683 | 740.679
10 | 13 | 13 | 1025 | 63 | 26 | 3 | 902.768 | 47.789 | 689.596 | 663.251
10 | 13 | 14 | 970 | 60 | 25 | 3 | 709.455 | 42.236 | 550.917 | 530.264
10 | 13 | 15 | 866 | 51 | 24 | 3 | 460.027 | 35.123 | 353.639 | 339.852
10 | 13 | 16 | 623 | 34 | 20 | 2 | 185.445 | 24.766 | 126.682 | 119.003
10 | 13 | 17 | 0 | 0 | 16 | 1 | 0 | 16 | 0 | 0
10 | 13 | 18 | 0 | 0 | 14 | 0 | 0 | 14 | 0 | 0
10 | 13 | 19 | 0 | 0 | 12 | 0 | 0 | 12 | 0 | 0
10 | 13 | 20 | 0 | 0 | 12 | 0 | 0 | 12 | 0 | 0
10 | 13 | 21 | 0 | 0 | 11 | 0 | 0 | 11 | 0 | 0
10 | 13 | 22 | 0 | 0 | 11 | 0 | 0 | 11 | 0 | 0
10 | 13 | 23 | 0 | 0 | 10 | 0 | 0 | 10 | 0 | 0
10 | 14 | 0 | 0 | 0 | 10 | 0 | 0 | 10 | 0 | 0
10 | 14 | 1 | 0 | 0 | 9 | 0 | 0 | 9 | 0 | 0
10 | 14 | 2 | 0 | 0 | 9 | 0 | 0 | 9 | 0 | 0
10 | 14 | 3 | 0 | 0 | 8 | 0 | 0 | 8 | 0 | 0
10 | 14 | 4 | 0 | 0 | 8 | 0 | 0 | 8 | 0 | 0
10 | 14 | 5 | 0 | 0 | 8 | 0 | 0 | 8 | 0 | 0
10 | 14 | 6 | 582 | 28 | 10 | 1 | 152.145 | 12.531 | 105.005 | 97.809
10 | 14 | 7 | 243 | 127 | 13 | 2 | 243.94 | 18.261 | 208.537 | 198.876
10 | 14 | 8 | 944 | 57 | 16 | 3 | 667.528 | 30.888 | 546.731 | 526.239
10 | 14 | 9 | 993 | 64 | 18 | 3 | 861.441 | 38.307 | 690.292 | 663.917
10 | 14 | 10 | 1016 | 68 | 20 | 3 | 985.319 | 43.466 | 772.013 | 741.947
10 | 14 | 11 | 1020 | 71 | 21 | 4 | 1029.474 | 43.51 | 807.003 | 775.28
10 | 14 | 12 | 1006 | 73 | 21 | 4 | 989.498 | 42.772 | 778.193 | 747.837
10 | 14 | 13 | 974 | 73 | 20 | 4 | 870.469 | 39.262 | 694.726 | 668.157
10 | 14 | 14 | 912 | 69 | 19 | 4 | 679.134 | 34.042 | 549.471 | 528.874
10 | 14 | 15 | 795 | 60 | 18 | 4 | 437.247 | 27.512 | 349.274 | 335.623
10 | 14 | 16 | 522 | 38 | 15 | 3 | 166.02 | 18.496 | 118.593 | 111.097
10 | 14 | 17 | 0 | 0 | 13 | 2 | 0 | 13 | 0 | 0
10 | 14 | 18 | 0 | 0 | 12 | 2 | 0 | 12 | 0 | 0
10 | 14 | 19 | 0 | 0 | 11 | 2 | 0 | 11 | 0 | 0
10 | 14 | 20 | 0 | 0 | 11 | 2 | 0 | 11 | 0 | 0
10 | 14 | 21 | 0 | 0 | 10 | 2 | 0 | 10 | 0 | 0
10 | 14 | 22 | 0 | 0 | 10 | 2 | 0 | 10 | 0 | 0
10 | 14 | 23 | 0 | 0 | 9 | 2 | 0 | 9 | 0 | 0
10 | 15 | 0 | 0 | 0 | 9 | 2 | 0 | 9 | 0 | 0
10 | 15 | 1 | 0 | 0 | 8 | 2 | 0 | 8 | 0 | 0
10 | 15 | 2 | 0 | 0 | 8 | 2 | 0 | 8 | 0 | 0
10 | 15 | 3 | 0 | 0 | 8 | 3 | 0 | 8 | 0 | 0
10 | 15 | 4 | 0 | 0 | 8 | 3 | 0 | 8 | 0 | 0
10 | 15 | 5 | 0 | 0 | 8 | 3 | 0 | 8 | 0 | 0
10 | 15 | 6 | 449 | 35 | 8 | 3 | 133.373 | 9.457 | 96.848 | 89.83
10 | 15 | 7 | 768 | 60 | 10 | 3 | 405.042 | 18.466 | 334.291 | 321.1
10 | 15 | 8 | 899 | 71 | 12 | 3 | 653.71 | 27.046 | 545.561 | 525.114
10 | 15 | 9 | 964 | 77 | 15 | 3 | 851.718 | 35.151 | 693.298 | 666.792
10 | 15 | 10 | 992 | 82 | 17 | 3 | 977.938 | 40.401 | 778.298 | 747.937
10 | 15 | 11 | 160 | 380 | 18 | 3 | 558.588 | 32.124 | 463.77 | 446.328
10 | 15 | 12 | 15 | 230 | 19 | 3 | 238.767 | 24.577 | 205.54 | 195.956
10 | 15 | 13 | 957 | 82 | 19 | 4 | 864.466 | 36.696 | 698.802 | 672.054
10 | 15 | 14 | 363 | 209 | 18 | 4 | 465.692 | 28.502 | 389.691 | 374.757
10 | 15 | 15 | 300 | 129 | 17 | 4 | 277.513 | 22.607 | 232.541 | 222.252
10 | 15 | 16 | 37 | 50 | 14 | 3 | 59.323 | 14.459 | 51.438 | 45.362
10 | 15 | 17 | 0 | 0 | 12 | 2 | 0 | 12 | 0 | 0
10 | 15 | 18 | 0 | 0 | 10 | 2 | 0 | 10 | 0 | 0
10 | 15 | 19 | 0 | 0 | 9 | 2 | 0 | 9 | 0 | 0
10 | 15 | 20 | 0 | 0 | 8 | 2 | 0 | 8 | 0 | 0
10 | 15 | 21 | 0 | 0 | 8 | 2 | 0 | 8 | 0 | 0
10 | 15 | 22 | 0 | 0 | 7 | 1 | 0 | 7 | 0 | 0
10 | 15 | 23 | 0 | 0 | 7 | 1 | 0 | 7 | 0 | 0
10 | 16 | 0 | 0 | 0 | 7 | 0 | 0 | 7 | 0 | 0
10 | 16 | 1 | 0 | 0 | 6 | 0 | 0 | 6 | 0 | 0
10 | 16 | 2 | 0 | 0 | 5 | 0 | 0 | 5 | 0 | 0
10 | 16 | 3 | 0 | 0 | 5 | 0 | 0 | 5 | 0 | 0
10 | 16 | 4 | 0 | 0 | 4 | 0 | 0 | 4 | 0 | 0
10 | 16 | 5 | 0 | 0 | 4 | 0 | 0 | 4 | 0 | 0
10 | 16 | 6 | 582 | 26 | 7 | 1 | 148.993 | 9.389 | 103.525 | 96.362
10 | 16 | 7 | 860 | 43 | 11 | 3 | 422.824 | 19.928 | 344.671 | 331.161
10 | 16 | 8 | 967 | 51 | 14 | 4 | 672.226 | 28.077 | 557.655 | 536.742
10 | 16 | 9 | 1018 | 56 | 15 | 4 | 868.114 | 33.725 | 711.419 | 684.114
10 | 16 | 10 | 1043 | 60 | 16 | 4 | 995.525 | 37.751 | 802.851 | 771.327
10 | 16 | 11 | 1050 | 63 | 17 | 4 | 1042.88 | 39.947 | 832.432 | 799.477
10 | 16 | 12 | 1044 | 63 | 18 | 4 | 1006.525 | 40.25 | 801.708 | 770.239
10 | 16 | 13 | 1021 | 61 | 17 | 4 | 888.813 | 36.763 | 718.029 | 690.429
10 | 16 | 14 | 973 | 56 | 17 | 4 | 698.705 | 32.531 | 568.793 | 547.446
10 | 16 | 15 | 877 | 47 | 16 | 3 | 453.399 | 27.016 | 361.032 | 347.013
10 | 16 | 16 | 630 | 30 | 13 | 2 | 178.13 | 17.515 | 123.777 | 116.164
10 | 16 | 17 | 0 | 0 | 10 | 1 | 0 | 10 | 0 | 0
10 | 16 | 18 | 0 | 0 | 8 | 1 | 0 | 8 | 0 | 0
10 | 16 | 19 | 0 | 0 | 7 | 1 | 0 | 7 | 0 | 0
10 | 16 | 20 | 0 | 0 | 7 | 1 | 0 | 7 | 0 | 0
10 | 16 | 21 | 0 | 0 | 6 | 1 | 0 | 6 | 0 | 0
10 | 16 | 22 | 0 | 0 | 6 | 1 | 0 | 6 | 0 | 0
10 | 16 | 23 | 0 | 0 | 5 | 1 | 0 | 5 | 0 | 0
10 | 17 | 0 | 0 | 0 | 5 | 1 | 0 | 5 | 0 | 0
10 | 17 | 1 | 0 | 0 | 5 | 1 | 0 | 5 | 0 | 0
10 | 17 | 2 | 0 | 0 | 4 | 1 | 0 | 4 | 0 | 0
10 | 17 | 3 | 0 | 0 | 4 | 1 | 0 | 4 | 0 | 0
10 | 17 | 4 | 0 | 0 | 4 | 1 | 0 | 4 | 0 | 0
10 | 17 | 5 | 0 | 0 | 4 | 1 | 0 | 4 | 0 | 0
10 | 17 | 6 | 606 | 26 | 6 | 2 | 153.36 | 8.164 | 106.705 | 99.472
10 | 17 | 7 | 880 | 44 | 10 | 3 | 431.539 | 19.156 | 352.812 | 339.05
10 | 17 | 8 | 982 | 53 | 13 | 4 | 682.485 | 27.332 | 568.06 | 546.742
10 | 17 | 9 | 1032 | 59 | 16 | 4 | 880.651 | 34.982 | 717.177 | 689.615
10 | 17 | 10 | 1055 | 63 | 18 | 3 | 1007.307 | 42.083 | 794.716 | 763.58
10 | 17 | 11 | 1061 | 64 | 19 | 3 | 1051.558 | 44.313 | 820.797 | 788.409
10 | 17 | 12 | 1053 | 63 | 20 | 3 | 1011.759 | 44.486 | 788.541 | 757.697
10 | 17 | 13 | 1029 | 61 | 20 | 2 | 892.378 | 44.548 | 692.884 | 666.396
10 | 17 | 14 | 980 | 55 | 19 | 2 | 699.39 | 38.459 | 552.669 | 531.95
10 | 17 | 15 | 881 | 46 | 18 | 2 | 451.724 | 30.571 | 353.165 | 339.393
10 | 17 | 16 | 630 | 29 | 14 | 1 | 175.262 | 19.733 | 119.908 | 112.382
10 | 17 | 17 | 0 | 0 | 11 | 1 | 0 | 11 | 0 | 0
10 | 17 | 18 | 0 | 0 | 10 | 1 | 0 | 10 | 0 | 0
10 | 17 | 19 | 0 | 0 | 9 | 1 | 0 | 9 | 0 | 0
10 | 17 | 20 | 0 | 0 | 9 | 1 | 0 | 9 | 0 | 0
10 | 17 | 21 | 0 | 0 | 8 | 1 | 0 | 8 | 0 | 0
10 | 17 | 22 | 0 | 0 | 8 | 1 | 0 | 8 | 0 | 0
10 | 17 | 23 | 0 | 0 | 7 | 1 | 0 | 7 | 0 | 0
10 | 18 | 0 | 0 | 0 | 7 | 1 | 0 | 7 | 0 | 0
10 | 18 | 1 | 0 | 0 | 7 | 1 | 0 | 7 | 0 | 0
10 | 18 | 2 | 0 | 0 | 6 | 1 | 0 | 6 | 0 | 0
10 | 18 | 3 | 0 | 0 | 6 | 1 | 0 | 6 | 0 | 0
10 | 18 | 4 | 0 | 0 | 5 | 1 | 0 | 5 | 0 | 0
10 | 18 | 5 | 0 | 0 | 5 | 1 | 0 | 5 | 0 | 0
10 | 18 | 6 | 576 | 26 | 8 | 1 | 147.516 | 10.356 | 102.053 | 94.922
10 | 18 | 7 | 860 | 45 | 13 | 2 | 423.061 | 23.081 | 339.619 | 326.265
10 | 18 | 8 | 966 | 55 | 17 | 2 | 673.194 | 34.43 | 541.343 | 521.057
10 | 18 | 9 | 1017 | 61 | 20 | 2 | 869.239 | 43 | 679.827 | 653.907
10 | 18 | 10 | 1041 | 65 | 21 | 1 | 994.938 | 52.147 | 744.548 | 715.75
10 | 18 | 11 | 1048 | 66 | 22 | 1 | 1039.342 | 54.712 | 767.62 | 737.758
10 | 18 | 12 | 1041 | 66 | 23 | 1 | 1001.828 | 54.8 | 739.09 | 710.54
10 | 18 | 13 | 1016 | 63 | 23 | 1 | 881.588 | 51.451 | 659.966 | 634.898
10 | 18 | 14 | 964 | 58 | 22 | 1 | 689.935 | 44.79 | 527.742 | 507.971
10 | 18 | 15 | 859 | 48 | 21 | 1 | 441.949 | 35.924 | 336.429 | 323.172
10 | 18 | 16 | 594 | 29 | 17 | 1 | 166.234 | 22.391 | 112.452 | 105.093
10 | 18 | 17 | 0 | 0 | 14 | 1 | 0 | 14 | 0 | 0
10 | 18 | 18 | 0 | 0 | 13 | 1 | 0 | 13 | 0 | 0
10 | 18 | 19 | 0 | 0 | 12 | 1 | 0 | 12 | 0 | 0
10 | 18 | 20 | 0 | 0 | 12 | 1 | 0 | 12 | 0 | 0
10 | 18 | 21 | 0 | 0 | 12 | 1 | 0 | 12 | 0 | 0
10 | 18 | 22 | 0 | 0 | 12 | 1 | 0 | 12 | 0 | 0
10 | 18 | 23 | 0 | 0 | 11 | 1 | 0 | 11 | 0 | 0
10 | 19 | 0 | 0 | 0 | 10 | 1 | 0 | 10 | 0 | 0
10 | 19 | 1 | 0 | 0 | 10 | 1 | 0 | 10 | 0 | 0
10 | 19 | 2 | 0 | 0 | 9 | 1 | 0 | 9 | 0 | 0
10 | 19 | 3 | 0 | 0 | 9 | 1 | 0 | 9 | 0 | 0
10 | 19 | 4 | 0 | 0 | 8 | 1 | 0 | 8 | 0 | 0
10 | 19 | 5 | 0 | 0 | 8 | 1 | 0 | 8 | 0 | 0
10 | 19 | 6 | 528 | 27 | 11 | 1 | 139.504 | 13.125 | 96.305 | 89.299
10 | 19 | 7 | 825 | 48 | 14 | 1 | 410.53 | 25.586 | 325.878 | 312.941
10 | 19 | 8 | 309 | 201 | 17 | 2 | 415.005 | 27.698 | 348.235 | 334.616
10 | 19 | 9 | 527 | 215 | 20 | 1 | 659.198 | 40.098 | 524.136 | 504.501
10 | 19 | 10 | 1014 | 71 | 22 | 1 | 975.839 | 51.779 | 731.667 | 703.454
10 | 19 | 11 | 1019 | 73 | 23 | 1 | 1018.369 | 55.008 | 750.885 | 721.797
10 | 19 | 12 | 483 | 278 | 23 | 1 | 746.474 | 47.837 | 571.969 | 550.498
10 | 19 | 13 | 452 | 244 | 23 | 1 | 636.621 | 43.7 | 497.327 | 478.683
10 | 19 | 14 | 924 | 64 | 23 | 1 | 668.697 | 44.161 | 513.109 | 493.884
10 | 19 | 15 | 812 | 53 | 21 | 1 | 426.602 | 35.378 | 325.867 | 312.931
10 | 19 | 16 | 527 | 31 | 18 | 1 | 152.426 | 22.876 | 103.763 | 96.595
10 | 19 | 17 | 0 | 0 | 15 | 1 | 0 | 15 | 0 | 0
10 | 19 | 18 | 0 | 0 | 14 | 1 | 0 | 14 | 0 | 0
10 | 19 | 19 | 0 | 0 | 13 | 1 | 0 | 13 | 0 | 0
10 | 19 | 20 | 0 | 0 | 13 | 1 | 0 | 13 | 0 | 0
10 | 19 | 21 | 0 | 0 | 13 | 1 | 0 | 13 | 0 | 0
10 | 19 | 22 | 0 | 0 | 12 | 0 | 0 | 12 | 0 | 0
10 | 19 | 23 | 0 | 0 | 12 | 0 | 0 | 12 | 0 | 0
10 | 20 | 0 | 0 | 0 | 11 | 0 | 0 | 11 | 0 | 0
10 | 20 | 1 | 0 | 0 | 11 | 0 | 0 | 11 | 0 | 0
10 | 20 | 2 | 0 | 0 | 10 | 1 | 0 | 10 | 0 | 0
10 | 20 | 3 | 0 | 0 | 9 | 1 | 0 | 9 | 0 | 0
10 | 20 | 4 | 0 | 0 | 8 | 1 | 0 | 8 | 0 | 0
10 | 20 | 5 | 0 | 0 | 8 | 1 | 0 | 8 | 0 | 0
10 | 20 | 6 | 491 | 27 | 10 | 1 | 132.594 | 11.879 | 92.678 | 85.75
10 | 20 | 7 | 801 | 50 | 15 | 1 | 403.389 | 26.317 | 319.274 | 306.535
10 | 20 | 8 | 918 | 62 | 18 | 2 | 648.148 | 34.703 | 520.424 | 500.927
10 | 20 | 9 | 973 | 69 | 21 | 2 | 840.241 | 43.169 | 656.476 | 631.556
10 | 20 | 10 | 999 | 74 | 23 | 1 | 963.853 | 53.06 | 717.666 | 690.082
10 | 20 | 11 | 1006 | 76 | 24 | 1 | 1007.445 | 55.599 | 740.397 | 711.788
10 | 20 | 12 | 996 | 76 | 25 | 1 | 968.279 | 55.644 | 710.963 | 683.677
10 | 20 | 13 | 966 | 73 | 25 | 1 | 848.309 | 52.295 | 632.045 | 608.149
10 | 20 | 14 | 907 | 66 | 24 | 1 | 657.718 | 45.656 | 500.65 | 481.884
10 | 20 | 15 | 790 | 54 | 22 | 1 | 415.988 | 35.992 | 316.623 | 303.963
10 | 20 | 16 | 495 | 31 | 19 | 0 | 144.367 | 26.59 | 96.738 | 89.723
10 | 20 | 17 | 0 | 0 | 16 | 0 | 0 | 16 | 0 | 0
10 | 20 | 18 | 0 | 0 | 16 | 1 | 0 | 16 | 0 | 0
10 | 20 | 19 | 0 | 0 | 16 | 1 | 0 | 16 | 0 | 0
10 | 20 | 20 | 0 | 0 | 15 | 0 | 0 | 15 | 0 | 0
10 | 20 | 21 | 0 | 0 | 15 | 0 | 0 | 15 | 0 | 0
10 | 20 | 22 | 0 | 0 | 15 | 0 | 0 | 15 | 0 | 0
10 | 20 | 23 | 0 | 0 | 15 | 0 | 0 | 15 | 0 | 0
10 | 21 | 0 | 0 | 0 | 14 | 0 | 0 | 14 | 0 | 0
10 | 21 | 1 | 0 | 0 | 14 | 0 | 0 | 14 | 0 | 0
10 | 21 | 2 | 0 | 0 | 13 | 0 | 0 | 13 | 0 | 0
10 | 21 | 3 | 0 | 0 | 12 | 0 | 0 | 12 | 0 | 0
10 | 21 | 4 | 0 | 0 | 11 | 1 | 0 | 11 | 0 | 0
10 | 21 | 5 | 0 | 0 | 11 | 1 | 0 | 11 | 0 | 0
10 | 21 | 6 | 465 | 27 | 12 | 1 | 127.809 | 13.749 | 89.076 | 82.225
10 | 21 | 7 | 784 | 51 | 16 | 1 | 396.244 | 27.062 | 312.467 | 299.931
10 | 21 | 8 | 905 | 63 | 19 | 1 | 639.64 | 38.492 | 503.908 | 485.022
10 | 21 | 9 | 964 | 71 | 22 | 1 | 833.586 | 47.823 | 635.636 | 611.591
10 | 21 | 10 | 993 | 75 | 24 | 1 | 957.456 | 53.795 | 710.021 | 682.777
10 | 21 | 11 | 302 | 346 | 25 | 1 | 660.93 | 47.127 | 508.577 | 489.52
10 | 21 | 12 | 194 | 345 | 25 | 0 | 544.387 | 47.696 | 417.598 | 401.744
10 | 21 | 13 | 0 | 114 | 25 | 0 | 109.123 | 32.366 | 90.512 | 83.63
10 | 21 | 14 | 30 | 187 | 24 | 1 | 210.953 | 29.229 | 177.298 | 168.423
10 | 21 | 15 | 285 | 118 | 23 | 1 | 255.581 | 30.093 | 205.965 | 196.37
10 | 21 | 16 | 469 | 31 | 19 | 1 | 137.719 | 22.545 | 94.173 | 87.212
10 | 21 | 17 | 0 | 0 | 16 | 1 | 0 | 16 | 0 | 0
10 | 21 | 18 | 0 | 0 | 14 | 0 | 0 | 14 | 0 | 0
10 | 21 | 19 | 0 | 0 | 14 | 0 | 0 | 14 | 0 | 0
10 | 21 | 20 | 0 | 0 | 13 | 0 | 0 | 13 | 0 | 0
10 | 21 | 21 | 0 | 0 | 13 | 0 | 0 | 13 | 0 | 0
10 | 21 | 22 | 0 | 0 | 13 | 0 | 0 | 13 | 0 | 0
10 | 21 | 23 | 0 | 0 | 13 | 0 | 0 | 13 | 0 | 0
10 | 22 | 0 | 0 | 0 | 13 | 0 | 0 | 13 | 0 | 0
10 | 22 | 1 | 0 | 0 | 13 | 1 | 0 | 13 | 0 | 0
10 | 22 | 2 | 0 | 0 | 12 | 1 | 0 | 12 | 0 | 0
10 | 22 | 3 | 0 | 0 | 12 | 1 | 0 | 12 | 0 | 0
10 | 22 | 4 | 0 | 0 | 11 | 1 | 0 | 11 | 0 | 0
10 | 22 | 5 | 0 | 0 | 11 | 1 | 0 | 11 | 0 | 0
10 | 22 | 6 | 456 | 27 | 13 | 1 | 126.368 | 14.718 | 87.913 | 81.086
10 | 22 | 7 | 785 | 51 | 17 | 1 | 395.58 | 28.025 | 310.308 | 297.835
10 | 22 | 8 | 908 | 62 | 20 | 2 | 638.754 | 36.391 | 508.344 | 489.296
10 | 22 | 9 | 966 | 69 | 22 | 2 | 830.811 | 43.87 | 646.609 | 622.105
10 | 22 | 10 | 994 | 73 | 23 | 2 | 953.681 | 48.379 | 727.986 | 699.939
10 | 22 | 11 | 1000 | 75 | 24 | 2 | 995.759 | 50.685 | 751.47 | 722.355
10 | 22 | 12 | 990 | 75 | 25 | 1 | 956.591 | 55.291 | 703.64 | 676.679
10 | 22 | 13 | 960 | 72 | 25 | 1 | 837.286 | 51.954 | 624.785 | 601.189
10 | 22 | 14 | 900 | 65 | 24 | 1 | 647.405 | 45.324 | 493.266 | 474.77
10 | 22 | 15 | 779 | 53 | 23 | 0 | 406.206 | 41.3 | 300.412 | 288.229
10 | 22 | 16 | 465 | 30 | 20 | 0 | 134.857 | 27.164 | 89.883 | 83.014
10 | 22 | 17 | 0 | 0 | 17 | 0 | 0 | 17 | 0 | 0
10 | 22 | 18 | 0 | 0 | 16 | 0 | 0 | 16 | 0 | 0
10 | 22 | 19 | 0 | 0 | 15 | 0 | 0 | 15 | 0 | 0
10 | 22 | 20 | 0 | 0 | 15 | 0 | 0 | 15 | 0 | 0
10 | 22 | 21 | 0 | 0 | 14 | 0 | 0 | 14 | 0 | 0
10 | 22 | 22 | 0 | 0 | 14 | 1 | 0 | 14 | 0 | 0
10 | 22 | 23 | 0 | 0 | 13 | 1 | 0 | 13 | 0 | 0
10 | 23 | 0 | 0 | 0 | 13 | 1 | 0 | 13 | 0 | 0
10 | 23 | 1 | 0 | 0 | 13 | 1 | 0 | 13 | 0 | 0
10 | 23 | 2 | 0 | 0 | 13 | 1 | 0 | 13 | 0 | 0
10 | 23 | 3 | 0 | 0 | 13 | 1 | 0 | 13 | 0 | 0
10 | 23 | 4 | 0 | 0 | 13 | 1 | 0 | 13 | 0 | 0
10 | 23 | 5 | 0 | 0 | 13 | 1 | 0 | 13 | 0 | 0
10 | 23 | 6 | 23 | 31 | 14 | 1 | 35.999 | 12.695 | 31.401 | 25.716
10 | 23 | 7 | 562 | 73 | 17 | 1 | 326.106 | 25.421 | 261.6 | 250.521
10 | 23 | 8 | 497 | 156 | 20 | 2 | 488.324 | 32.31 | 398.892 | 383.658
10 | 23 | 9 | 628 | 178 | 23 | 1 | 696.498 | 44.345 | 541.432 | 521.143
10 | 23 | 10 | 591 | 236 | 24 | 1 | 788.384 | 48.688 | 601.119 | 578.489
10 | 23 | 11 | 77 | 337 | 25 | 1 | 423.587 | 39.702 | 338.729 | 325.402
10 | 23 | 12 | 293 | 326 | 26 | 0 | 620.05 | 49.623 | 470.697 | 453.011
10 | 23 | 13 | 0 | 50 | 26 | 0 | 47.497 | 31.789 | 39.507 | 33.665
10 | 23 | 14 | 124 | 212 | 25 | 0 | 305.857 | 35.461 | 248.422 | 237.705
10 | 23 | 15 | 495 | 87 | 24 | 0 | 319.34 | 36.96 | 244.62 | 234.006
10 | 23 | 16 | 452 | 29 | 21 | 0 | 131.044 | 27.202 | 87.308 | 80.495
10 | 23 | 17 | 0 | 0 | 18 | 0 | 0 | 18 | 0 | 0
10 | 23 | 18 | 0 | 0 | 17 | 0 | 0 | 17 | 0 | 0
10 | 23 | 19 | 0 | 0 | 17 | 0 | 0 | 17 | 0 | 0
10 | 23 | 20 | 0 | 0 | 16 | 0 | 0 | 16 | 0 | 0
10 | 23 | 21 | 0 | 0 | 16 | 0 | 0 | 16 | 0 | 0
10 | 23 | 22 | 0 | 0 | 16 | 0 | 0 | 16 | 0 | 0
10 | 23 | 23 | 0 | 0 | 15 | 0 | 0 | 15 | 0 | 0
10 | 24 | 0 | 0 | 0 | 15 | 0 | 0 | 15 | 0 | 0
10 | 24 | 1 | 0 | 0 | 15 | 0 | 0 | 15 | 0 | 0
10 | 24 | 2 | 0 | 0 | 15 | 0 | 0 | 15 | 0 | 0
10 | 24 | 3 | 0 | 0 | 15 | 0 | 0 | 15 | 0 | 0
10 | 24 | 4 | 0 | 0 | 15 | 0 | 0 | 15 | 0 | 0
10 | 24 | 5 | 0 | 0 | 15 | 0 | 0 | 15 | 0 | 0
10 | 24 | 6 | 106 | 31 | 15 | 0 | 57.954 | 16.055 | 45.904 | 39.938
10 | 24 | 7 | 21 | 105 | 17 | 0 | 112.555 | 19.448 | 98.534 | 91.479
10 | 24 | 8 | 678 | 107 | 19 | 1 | 549.496 | 34.605 | 442.274 | 425.582
10 | 24 | 9 | 454 | 229 | 21 | 2 | 613.441 | 37.194 | 494.882 | 476.327
10 | 24 | 10 | 949 | 82 | 22 | 3 | 920.409 | 43.38 | 721.057 | 693.322
10 | 24 | 11 | 18 | 245 | 23 | 3 | 257.932 | 29.946 | 216.445 | 206.58
10 | 24 | 12 | 0 | 52 | 22 | 3 | 49.428 | 22.31 | 43.005 | 37.096
10 | 24 | 13 | 26 | 229 | 21 | 4 | 247.101 | 25.104 | 212.093 | 202.34
10 | 24 | 14 | 35 | 185 | 20 | 3 | 212.509 | 24.163 | 182.868 | 173.855
10 | 24 | 15 | 56 | 117 | 19 | 3 | 144.768 | 21.435 | 124.706 | 117.072
10 | 24 | 16 | 0 | 30 | 17 | 2 | 29.032 | 16.375 | 25.956 | 20.375
10 | 24 | 17 | 0 | 0 | 16 | 2 | 0 | 16 | 0 | 0
10 | 24 | 18 | 0 | 0 | 15 | 2 | 0 | 15 | 0 | 0
10 | 24 | 19 | 0 | 0 | 14 | 2 | 0 | 14 | 0 | 0
10 | 24 | 20 | 0 | 0 | 13 | 1 | 0 | 13 | 0 | 0
10 | 24 | 21 | 0 | 0 | 13 | 1 | 0 | 13 | 0 | 0
10 | 24 | 22 | 0 | 0 | 12 | 1 | 0 | 12 | 0 | 0
10 | 24 | 23 | 0 | 0 | 11 | 1 | 0 | 11 | 0 | 0
10 | 25 | 0 | 0 | 0 | 10 | 1 | 0 | 10 | 0 | 0
10 | 25 | 1 | 0 | 0 | 10 | 1 | 0 | 10 | 0 | 0
10 | 25 | 2 | 0 | 0 | 10 | 1 | 0 | 10 | 0 | 0
10 | 25 | 3 | 0 | 0 | 10 | 1 | 0 | 10 | 0 | 0
10 | 25 | 4 | 0 | 0 | 9 | 1 | 0 | 9 | 0 | 0
10 | 25 | 5 | 0 | 0 | 9 | 1 | 0 | 9 | 0 | 0
10 | 25 | 6 | 451 | 25 | 9 | 1 | 124.411 | 10.754 | 87.996 | 81.167
10 | 25 | 7 | 792 | 48 | 10 | 2 | 391.659 | 19.186 | 319.236 | 306.498
10 | 25 | 8 | 926 | 57 | 12 | 3 | 638.971 | 26.667 | 532.451 | 512.502
10 | 25 | 9 | 988 | 61 | 15 | 3 | 832.089 | 34.668 | 678 | 652.158
10 | 25 | 10 | 1015 | 64 | 16 | 3 | 954.132 | 38.86 | 764.752 | 735.023
10 | 25 | 11 | 500 | 275 | 17 | 3 | 768.021 | 35.896 | 625.594 | 601.965
10 | 25 | 12 | 259 | 328 | 18 | 3 | 580.996 | 32.13 | 482.05 | 463.959
10 | 25 | 13 | 176 | 285 | 18 | 3 | 444.852 | 28.501 | 375.156 | 360.691
10 | 25 | 14 | 293 | 197 | 17 | 3 | 401.882 | 26.155 | 339.73 | 326.373
10 | 25 | 15 | 0 | 9 | 16 | 2 | 8.518 | 15.698 | 7.638 | 2.398
10 | 25 | 16 | 0 | 2 | 13 | 1 | 1.889 | 10.56 | 1.734 | 0
10 | 25 | 17 | 0 | 0 | 11 | 0 | 0 | 11 | 0 | 0
10 | 25 | 18 | 0 | 0 | 10 | 0 | 0 | 10 | 0 | 0
10 | 25 | 19 | 0 | 0 | 9 | 0 | 0 | 9 | 0 | 0
10 | 25 | 20 | 0 | 0 | 9 | 0 | 0 | 9 | 0 | 0
10 | 25 | 21 | 0 | 0 | 8 | 0 | 0 | 8 | 0 | 0
10 | 25 | 22 | 0 | 0 | 8 | 0 | 0 | 8 | 0 | 0
10 | 25 | 23 | 0 | 0 | 7 | 0 | 0 | 7 | 0 | 0
10 | 26 | 0 | 0 | 0 | 6 | 0 | 0 | 6 | 0 | 0
10 | 26 | 1 | 0 | 0 | 6 | 0 | 0 | 6 | 0 | 0
10 | 26 | 2 | 0 | 0 | 5 | 0 | 0 | 5 | 0 | 0
10 | 26 | 3 | 0 | 0 | 5 | 0 | 0 | 5 | 0 | 0
10 | 26 | 4 | 0 | 0 | 4 | 0 | 0 | 4 | 0 | 0
10 | 26 | 5 | 0 | 0 | 4 | 0 | 0 | 4 | 0 | 0
10 | 26 | 6 | 0 | 12 | 6 | 0 | 11.358 | 2.188 | 10.805 | 5.506
10 | 26 | 7 | 245 | 107 | 9 | 1 | 221.56 | 13.896 | 191.861 | 182.625
10 | 26 | 8 | 0 | 99 | 12 | 2 | 94.911 | 13.393 | 85.996 | 79.21
10 | 26 | 9 | 590 | 185 | 15 | 2 | 667.979 | 31.319 | 554.129 | 533.353
10 | 26 | 10 | 555 | 229 | 17 | 2 | 745.9 | 37.027 | 603.72 | 580.985
10 | 26 | 11 | 590 | 249 | 18 | 1 | 819.185 | 44.081 | 640.135 | 615.902
10 | 26 | 12 | 590 | 233 | 19 | 1 | 782.386 | 44.289 | 610.367 | 587.362
10 | 26 | 13 | 583 | 190 | 18 | 1 | 671.862 | 40.088 | 533.855 | 513.854
10 | 26 | 14 | 192 | 205 | 17 | 1 | 340.312 | 28.91 | 284.6 | 272.874
10 | 26 | 15 | 0 | 88 | 16 | 1 | 85.772 | 18.262 | 76.029 | 69.452
10 | 26 | 16 | 0 | 27 | 14 | 0 | 25.904 | 12.405 | 23.575 | 18.038
10 | 26 | 17 | 0 | 0 | 11 | 0 | 0 | 11 | 0 | 0
10 | 26 | 18 | 0 | 0 | 11 | 0 | 0 | 11 | 0 | 0
10 | 26 | 19 | 0 | 0 | 10 | 0 | 0 | 10 | 0 | 0
10 | 26 | 20 | 0 | 0 | 10 | 0 | 0 | 10 | 0 | 0
10 | 26 | 21 | 0 | 0 | 10 | 0 | 0 | 10 | 0 | 0
10 | 26 | 22 | 0 | 0 | 9 | 0 | 0 | 9 | 0 | 0
10 | 26 | 23 | 0 | 0 | 9 | 0 | 0 | 9 | 0 | 0
10 | 27 | 0 | 0 | 0 | 9 | 0 | 0 | 9 | 0 | 0
10 | 27 | 1 | 0 | 0 | 9 | 0 | 0 | 9 | 0 | 0
10 | 27 | 2 | 0 | 0 | 8 | 0 | 0 | 8 | 0 | 0
10 | 27 | 3 | 0 | 0 | 8 | 0 | 0 | 8 | 0 | 0
10 | 27 | 4 | 0 | 0 | 8 | 0 | 0 | 8 | 0 | 0
10 | 27 | 5 | 0 | 0 | 8 | 0 | 0 | 8 | 0 | 0
10 | 27 | 6 | 440 | 22 | 9 | 0 | 119.781 | 11.191 | 84.238 | 77.49
10 | 27 | 7 | 779 | 46 | 11 | 0 | 381.519 | 24.936 | 302.233 | 289.997
10 | 27 | 8 | 903 | 58 | 14 | 1 | 622.519 | 33.123 | 502.599 | 483.762
10 | 27 | 9 | 960 | 65 | 17 | 1 | 811.039 | 42.418 | 635.476 | 611.438
10 | 27 | 10 | 986 | 70 | 18 | 1 | 931.308 | 47.429 | 714.207 | 686.777
10 | 27 | 11 | 991 | 73 | 19 | 2 | 972.535 | 45.329 | 754.739 | 725.473
10 | 27 | 12 | 978 | 74 | 20 | 2 | 932.011 | 45.405 | 722.421 | 694.624
10 | 27 | 13 | 170 | 280 | 20 | 2 | 434.438 | 32.819 | 358.786 | 344.838
10 | 27 | 14 | 413 | 171 | 20 | 2 | 453.623 | 31.752 | 372.168 | 357.798
10 | 27 | 15 | 739 | 54 | 19 | 2 | 381.422 | 28.938 | 298.597 | 286.467
10 | 27 | 16 | 398 | 27 | 16 | 1 | 120.07 | 19.593 | 83.783 | 77.044
10 | 27 | 17 | 0 | 0 | 13 | 0 | 0 | 13 | 0 | 0
10 | 27 | 18 | 0 | 0 | 11 | 0 | 0 | 11 | 0 | 0
10 | 27 | 19 | 0 | 0 | 10 | 0 | 0 | 10 | 0 | 0
10 | 27 | 20 | 0 | 0 | 9 | 0 | 0 | 9 | 0 | 0
10 | 27 | 21 | 0 | 0 | 9 | 0 | 0 | 9 | 0 | 0
10 | 27 | 22 | 0 | 0 | 9 | 0 | 0 | 9 | 0 | 0
10 | 27 | 23 | 0 | 0 | 8 | 0 | 0 | 8 | 0 | 0
10 | 28 | 0 | 0 | 0 | 8 | 0 | 0 | 8 | 0 | 0
10 | 28 | 1 | 0 | 0 | 8 | 0 | 0 | 8 | 0 | 0
10 | 28 | 2 | 0 | 0 | 8 | 0 | 0 | 8 | 0 | 0
10 | 28 | 3 | 0 | 0 | 8 | 0 | 0 | 8 | 0 | 0
10 | 28 | 4 | 0 | 0 | 8 | 0 | 0 | 8 | 0 | 0
10 | 28 | 5 | 0 | 0 | 8 | 0 | 0 | 8 | 0 | 0
10 | 28 | 6 | 389 | 23 | 9 | 0 | 110.754 | 12.154 | 78.588 | 71.958
10 | 28 | 7 | 748 | 51 | 13 | 0 | 373.102 | 26.504 | 293.685 | 281.698
10 | 28 | 8 | 884 | 63 | 16 | 0 | 615.021 | 39.65 | 480.68 | 462.638
10 | 28 | 9 | 950 | 70 | 19 | 1 | 807.119 | 44.163 | 626.694 | 603.02
10 | 28 | 10 | 983 | 73 | 21 | 1 | 929.814 | 50.16 | 702.779 | 675.856
10 | 28 | 11 | 994 | 73 | 22 | 1 | 972.633 | 52.7 | 725.861 | 697.909
10 | 28 | 12 | 985 | 72 | 22 | 2 | 933.12 | 47.329 | 715.979 | 688.47
10 | 28 | 13 | 953 | 69 | 22 | 2 | 813.405 | 44.292 | 631.368 | 607.5
10 | 28 | 14 | 623 | 118 | 22 | 2 | 527.98 | 36.804 | 420.689 | 404.731
10 | 28 | 15 | 420 | 89 | 20 | 2 | 282.744 | 27.577 | 226.693 | 216.559
10 | 28 | 16 | 211 | 29 | 17 | 1 | 82.521 | 18.864 | 61.244 | 54.971
10 | 28 | 17 | 0 | 0 | 14 | 1 | 0 | 14 | 0 | 0
10 | 28 | 18 | 0 | 0 | 12 | 0 | 0 | 12 | 0 | 0
10 | 28 | 19 | 0 | 0 | 11 | 0 | 0 | 11 | 0 | 0
10 | 28 | 20 | 0 | 0 | 11 | 0 | 0 | 11 | 0 | 0
10 | 28 | 21 | 0 | 0 | 11 | 0 | 0 | 11 | 0 | 0
10 | 28 | 22 | 0 | 0 | 11 | 0 | 0 | 11 | 0 | 0
10 | 28 | 23 | 0 | 0 | 11 | 0 | 0 | 11 | 0 | 0
10 | 29 | 0 | 0 | 0 | 10 | 0 | 0 | 10 | 0 | 0
10 | 29 | 1 | 0 | 0 | 10 | 0 | 0 | 10 | 0 | 0
10 | 29 | 2 | 0 | 0 | 9 | 0 | 0 | 9 | 0 | 0
10 | 29 | 3 | 0 | 0 | 9 | 0 | 0 | 9 | 0 | 0
10 | 29 | 4 | 0 | 0 | 9 | 0 | 0 | 9 | 0 | 0
10 | 29 | 5 | 0 | 0 | 8 | 0 | 0 | 8 | 0 | 0
10 | 29 | 6 | 235 | 25 | 9 | 0 | 83.399 | 10.377 | 62.996 | 56.688
10 | 29 | 7 | 666 | 53 | 12 | 1 | 340.441 | 21.128 | 275.209 | 263.749
10 | 29 | 8 | 801 | 72 | 14 | 1 | 576.729 | 31.58 | 469.36 | 451.721
10 | 29 | 9 | 280 | 262 | 16 | 2 | 505.718 | 29.622 | 423.677 | 407.618
10 | 29 | 10 | 164 | 324 | 17 | 2 | 493.582 | 30.06 | 413.686 | 397.963
10 | 29 | 11 | 213 | 335 | 18 | 3 | 554.756 | 30.85 | 463.284 | 445.86
10 | 29 | 12 | 951 | 83 | 19 | 3 | 914.269 | 40.203 | 727.733 | 699.697
10 | 29 | 13 | 405 | 239 | 18 | 4 | 576.626 | 30.973 | 479.604 | 461.6
10 | 29 | 14 | 321 | 184 | 17 | 4 | 402.721 | 25.56 | 340.814 | 327.423
10 | 29 | 15 | 405 | 90 | 15 | 3 | 276.821 | 21.075 | 228.906 | 218.713
10 | 29 | 16 | 23 | 27 | 13 | 3 | 32.014 | 12.771 | 27.776 | 22.16
10 | 29 | 17 | 0 | 0 | 11 | 3 | 0 | 11 | 0 | 0
10 | 29 | 18 | 0 | 0 | 10 | 3 | 0 | 10 | 0 | 0
10 | 29 | 19 | 0 | 0 | 10 | 2 | 0 | 10 | 0 | 0
10 | 29 | 20 | 0 | 0 | 10 | 2 | 0 | 10 | 0 | 0
10 | 29 | 21 | 0 | 0 | 9 | 2 | 0 | 9 | 0 | 0
10 | 29 | 22 | 0 | 0 | 9 | 2 | 0 | 9 | 0 | 0
10 | 29 | 23 | 0 | 0 | 8 | 2 | 0 | 8 | 0 | 0
10 | 30 | 0 | 0 | 0 | 8 | 1 | 0 | 8 | 0 | 0
10 | 30 | 1 | 0 | 0 | 7 | 1 | 0 | 7 | 0 | 0
10 | 30 | 2 | 0 | 0 | 7 | 1 | 0 | 7 | 0 | 0
10 | 30 | 3 | 0 | 0 | 6 | 1 | 0 | 6 | 0 | 0
10 | 30 | 4 | 0 | 0 | 6 | 1 | 0 | 6 | 0 | 0
10 | 30 | 5 | 0 | 0 | 6 | 1 | 0 | 6 | 0 | 0
10 | 30 | 6 | 0 | 1 | 7 | 1 | 0.945 | 4.499 | 0.89 | 0
10 | 30 | 7 | 0 | 27 | 9 | 2 | 25.582 | 7.588 | 23.779 | 18.239
10 | 30 | 8 | 0 | 101 | 11 | 3 | 97.085 | 11.662 | 88.644 | 81.802
10 | 30 | 9 | 0 | 70 | 13 | 3 | 66.525 | 13.132 | 60.347 | 54.092
10 | 30 | 10 | 0 | 74 | 14 | 3 | 70.37 | 14.159 | 63.543 | 57.223
10 | 30 | 11 | 0 | 95 | 15 | 3 | 90.435 | 15.678 | 81.106 | 74.423
10 | 30 | 12 | 0 | 108 | 16 | 3 | 103.189 | 17.06 | 91.969 | 85.055
10 | 30 | 13 | 0 | 44 | 16 | 3 | 41.78 | 15.592 | 37.485 | 31.682
10 | 30 | 14 | 0 | 72 | 16 | 3 | 68.401 | 16.079 | 61.235 | 54.962
10 | 30 | 15 | 0 | 77 | 15 | 2 | 74.699 | 15.328 | 67.099 | 60.707
10 | 30 | 16 | 0 | 15 | 12 | 1 | 14.206 | 10.32 | 13.048 | 7.708
10 | 30 | 17 | 0 | 0 | 9 | 0 | 0 | 9 | 0 | 0
10 | 30 | 18 | 0 | 0 | 9 | 1 | 0 | 9 | 0 | 0
10 | 30 | 19 | 0 | 0 | 8 | 1 | 0 | 8 | 0 | 0
10 | 30 | 20 | 0 | 0 | 8 | 1 | 0 | 8 | 0 | 0
10 | 30 | 21 | 0 | 0 | 7 | 1 | 0 | 7 | 0 | 0
10 | 30 | 22 | 0 | 0 | 7 | 1 | 0 | 7 | 0 | 0
10 | 30 | 23 | 0 | 0 | 6 | 1 | 0 | 6 | 0 | 0
10 | 31 | 0 | 0 | 0 | 6 | 1 | 0 | 6 | 0 | 0
10 | 31 | 1 | 0 | 0 | 5 | 1 | 0 | 5 | 0 | 0
10 | 31 | 2 | 0 | 0 | 5 | 1 | 0 | 5 | 0 | 0
10 | 31 | 3 | 0 | 0 | 4 | 1 | 0 | 4 | 0 | 0
10 | 31 | 4 | 0 | 0 | 4 | 1 | 0 | 4 | 0 | 0
10 | 31 | 5 | 0 | 0 | 4 | 1 | 0 | 4 | 0 | 0
10 | 31 | 6 | 441 | 20 | 6 | 1 | 118.69 | 7.434 | 84.585 | 77.829
10 | 31 | 7 | 802 | 43 | 9 | 2 | 380.164 | 17.863 | 309.577 | 297.126
10 | 31 | 8 | 927 | 55 | 12 | 3 | 626.052 | 26.334 | 521.355 | 501.823
10 | 31 | 9 | 985 | 62 | 15 | 2 | 817.441 | 36.782 | 658.511 | 633.505
10 | 31 | 10 | 1012 | 66 | 17 | 2 | 938.787 | 42.28 | 739.151 | 710.599
10 | 31 | 11 | 1021 | 67 | 18 | 1 | 981.616 | 49.282 | 745.936 | 717.074
10 | 31 | 12 | 1012 | 66 | 19 | 1 | 941.34 | 49.28 | 714.686 | 687.235
10 | 31 | 13 | 985 | 62 | 20 | 1 | 822.25 | 46.809 | 629.551 | 605.759
10 | 31 | 14 | 927 | 55 | 19 | 1 | 632.468 | 40.081 | 493.035 | 474.547
10 | 31 | 15 | 805 | 44 | 18 | 1 | 389.404 | 31.186 | 299.207 | 287.06
10 | 31 | 16 | 475 | 21 | 16 | 1 | 129.02 | 19.925 | 87.289 | 80.476
10 | 31 | 17 | 0 | 0 | 13 | 1 | 0 | 13 | 0 | 0
10 | 31 | 18 | 0 | 0 | 12 | 1 | 0 | 12 | 0 | 0
10 | 31 | 19 | 0 | 0 | 12 | 1 | 0 | 12 | 0 | 0
10 | 31 | 20 | 0 | 0 | 11 | 1 | 0 | 11 | 0 | 0
10 | 31 | 21 | 0 | 0 | 11 | 1 | 0 | 11 | 0 | 0
10 | 31 | 22 | 0 | 0 | 10 | 1 | 0 | 10 | 0 | 0
10 | 31 | 23 | 0 | 0 | 10 | 1 | 0 | 10 | 0 | 0
11 | 1 | 0 | 0 | 0 | 9 | 1 | 0 | 9 | 0 | 0
11 | 1 | 1 | 0 | 0 | 9 | 1 | 0 | 9 | 0 | 0
11 | 1 | 2 | 0 | 0 | 9 | 1 | 0 | 9 | 0 | 0
11 | 1 | 3 | 0 | 0 | 9 | 1 | 0 | 9 | 0 | 0
11 | 1 | 4 | 0 | 0 | 9 | 1 | 0 | 9 | 0 | 0
11 | 1 | 5 | 0 | 0 | 9 | 1 | 0 | 9 | 0 | 0
11 | 1 | 6 | 83 | 21 | 10 | 1 | 42.391 | 9.551 | 34.254 | 28.514
11 | 1 | 7 | 251 | 97 | 14 | 1 | 211.534 | 18.767 | 178.283 | 169.384
11 | 1 | 8 | 959 | 50 | 19 | 2 | 637.3 | 34.809 | 509.082 | 490.006
11 | 1 | 9 | 1015 | 56 | 22 | 1 | 830.461 | 47.727 | 632.406 | 608.495
11 | 1 | 10 | 1043 | 58 | 24 | 1 | 952.909 | 53.662 | 706.5 | 679.412
11 | 1 | 11 | 1051 | 60 | 25 | 1 | 996.997 | 56.208 | 729.719 | 701.594
11 | 1 | 12 | 1042 | 59 | 26 | 1 | 955.846 | 56.205 | 698.95 | 672.196
11 | 1 | 13 | 1013 | 57 | 27 | 1 | 835.026 | 53.767 | 615.888 | 592.658
11 | 1 | 14 | 955 | 52 | 26 | 0 | 643.804 | 52.664 | 469.642 | 451.993
11 | 1 | 15 | 831 | 42 | 23 | 0 | 396.203 | 40.967 | 289.47 | 277.604
11 | 1 | 16 | 475 | 20 | 19 | 0 | 127.502 | 25.812 | 83.634 | 76.898
11 | 1 | 17 | 0 | 0 | 17 | 0 | 0 | 17 | 0 | 0
11 | 1 | 18 | 0 | 0 | 16 | 0 | 0 | 16 | 0 | 0
11 | 1 | 19 | 0 | 0 | 16 | 0 | 0 | 16 | 0 | 0
11 | 1 | 20 | 0 | 0 | 16 | 0 | 0 | 16 | 0 | 0
11 | 1 | 21 | 0 | 0 | 15 | 0 | 0 | 15 | 0 | 0
11 | 1 | 22 | 0 | 0 | 15 | 0 | 0 | 15 | 0 | 0
11 | 1 | 23 | 0 | 0 | 15 | 0 | 0 | 15 | 0 | 0
11 | 2 | 0 | 0 | 0 | 14 | 0 | 0 | 14 | 0 | 0
11 | 2 | 1 | 0 | 0 | 13 | 0 | 0 | 13 | 0 | 0
11 | 2 | 2 | 0 | 0 | 12 | 1 | 0 | 12 | 0 | 0
11 | 2 | 3 | 0 | 0 | 11 | 1 | 0 | 11 | 0 | 0
11 | 2 | 4 | 0 | 0 | 11 | 1 | 0 | 11 | 0 | 0
11 | 2 | 5 | 0 | 0 | 10 | 1 | 0 | 10 | 0 | 0
11 | 2 | 6 | 433 | 18 | 11 | 1 | 114.073 | 12.99 | 78.818 | 72.183
11 | 2 | 7 | 815 | 41 | 15 | 1 | 380.117 | 25.504 | 297.969 | 285.858
11 | 2 | 8 | 942 | 52 | 20 | 1 | 627.469 | 39.034 | 490.669 | 472.267
11 | 2 | 9 | 1001 | 58 | 23 | 1 | 819.948 | 48.344 | 622.28 | 598.788
11 | 2 | 10 | 1028 | 62 | 26 | 1 | 942.383 | 55.207 | 692.777 | 666.293
11 | 2 | 11 | 1036 | 63 | 27 | 1 | 984.701 | 57.701 | 714.748 | 687.294
11 | 2 | 12 | 1027 | 63 | 28 | 1 | 945.274 | 57.742 | 685.315 | 659.156
11 | 2 | 13 | 998 | 60 | 28 | 1 | 824.872 | 54.396 | 606.239 | 583.401
11 | 2 | 14 | 940 | 54 | 27 | 1 | 635.048 | 47.798 | 475.312 | 457.462
11 | 2 | 15 | 813 | 43 | 24 | 0 | 388.483 | 41.604 | 282.792 | 271.117
11 | 2 | 16 | 447 | 20 | 20 | 0 | 122.208 | 26.534 | 80.335 | 73.668
11 | 2 | 17 | 0 | 0 | 18 | 0 | 0 | 18 | 0 | 0
11 | 2 | 18 | 0 | 0 | 17 | 0 | 0 | 17 | 0 | 0
11 | 2 | 19 | 0 | 0 | 17 | 1 | 0 | 17 | 0 | 0
11 | 2 | 20 | 0 | 0 | 17 | 0 | 0 | 17 | 0 | 0
11 | 2 | 21 | 0 | 0 | 16 | 0 | 0 | 16 | 0 | 0
11 | 2 | 22 | 0 | 0 | 16 | 1 | 0 | 16 | 0 | 0
11 | 2 | 23 | 0 | 0 | 15 | 1 | 0 | 15 | 0 | 0
11 | 3 | 0 | 0 | 0 | 15 | 1 | 0 | 15 | 0 | 0
11 | 3 | 1 | 0 | 0 | 14 | 1 | 0 | 14 | 0 | 0
11 | 3 | 2 | 0 | 0 | 13 | 1 | 0 | 13 | 0 | 0
11 | 3 | 3 | 0 | 0 | 13 | 1 | 0 | 13 | 0 | 0
11 | 3 | 4 | 0 | 0 | 12 | 1 | 0 | 12 | 0 | 0
11 | 3 | 5 | 0 | 0 | 12 | 1 | 0 | 12 | 0 | 0
11 | 3 | 6 | 33 | 19 | 13 | 1 | 27.244 | 12.064 | 22.939 | 17.415
11 | 3 | 7 | 799 | 43 | 17 | 1 | 374.61 | 26.899 | 291.68 | 279.75
11 | 3 | 8 | 931 | 55 | 21 | 1 | 622.445 | 39.831 | 484.678 | 466.492
11 | 3 | 9 | 991 | 62 | 25 | 2 | 814.843 | 46.322 | 624.927 | 601.326
11 | 3 | 10 | 1028 | 62 | 27 | 2 | 939.76 | 51.814 | 703.62 | 676.66
11 | 3 | 11 | 1036 | 64 | 28 | 2 | 983.207 | 54.146 | 727.701 | 699.667
11 | 3 | 12 | 633 | 199 | 29 | 2 | 772.932 | 50.176 | 584.278 | 562.321
11 | 3 | 13 | 503 | 197 | 29 | 2 | 608.994 | 45.572 | 470.192 | 452.523
11 | 3 | 14 | 408 | 158 | 28 | 2 | 431.01 | 39.645 | 339.401 | 326.054
11 | 3 | 15 | 380 | 84 | 25 | 1 | 256.759 | 33.167 | 199.897 | 190.457
11 | 3 | 16 | 248 | 21 | 21 | 1 | 83.118 | 22.825 | 58.649 | 52.429
11 | 3 | 17 | 0 | 0 | 18 | 1 | 0 | 18 | 0 | 0
11 | 3 | 18 | 0 | 0 | 17 | 0 | 0 | 17 | 0 | 0
11 | 3 | 19 | 0 | 0 | 16 | 0 | 0 | 16 | 0 | 0
11 | 3 | 20 | 0 | 0 | 16 | 0 | 0 | 16 | 0 | 0
11 | 3 | 21 | 0 | 0 | 16 | 0 | 0 | 16 | 0 | 0
11 | 3 | 22 | 0 | 0 | 16 | 0 | 0 | 16 | 0 | 0
11 | 3 | 23 | 0 | 0 | 16 | 0 | 0 | 16 | 0 | 0
11 | 4 | 0 | 0 | 0 | 16 | 0 | 0 | 16 | 0 | 0
11 | 4 | 1 | 0 | 0 | 16 | 0 | 0 | 16 | 0 | 0
11 | 4 | 2 | 0 | 0 | 16 | 0 | 0 | 16 | 0 | 0
11 | 4 | 3 | 0 | 0 | 15 | 0 | 0 | 15 | 0 | 0
11 | 4 | 4 | 0 | 0 | 15 | 1 | 0 | 15 | 0 | 0
11 | 4 | 5 | 0 | 0 | 14 | 1 | 0 | 14 | 0 | 0
11 | 4 | 6 | 0 | 19 | 15 | 1 | 18.014 | 13.584 | 16.308 | 10.908
11 | 4 | 7 | 274 | 90 | 18 | 1 | 211.901 | 22.702 | 174.412 | 165.608
11 | 4 | 8 | 927 | 51 | 22 | 1 | 613.24 | 39.845 | 477.183 | 459.266
11 | 4 | 9 | 536 | 183 | 25 | 2 | 614.413 | 41.322 | 484.561 | 466.379
11 | 4 | 10 | 621 | 200 | 26 | 2 | 757.728 | 45.863 | 585.877 | 563.857
11 | 4 | 11 | 1014 | 65 | 27 | 3 | 962.581 | 49.478 | 730.494 | 702.334
11 | 4 | 12 | 492 | 238 | 27 | 3 | 693.015 | 43.962 | 541.342 | 521.056
11 | 4 | 13 | 236 | 255 | 27 | 3 | 454.767 | 37.949 | 365.729 | 351.563
11 | 4 | 14 | 690 | 92 | 26 | 3 | 530.338 | 38.12 | 418.201 | 402.326
11 | 4 | 15 | 511 | 68 | 23 | 2 | 294.086 | 30.883 | 228.936 | 218.742
11 | 4 | 16 | 0 | 1 | 18 | 1 | 0.944 | 17.249 | 0.841 | 0
11 | 4 | 17 | 0 | 0 | 15 | 1 | 0 | 15 | 0 | 0
11 | 4 | 18 | 0 | 0 | 14 | 0 | 0 | 14 | 0 | 0
11 | 4 | 19 | 0 | 0 | 13 | 0 | 0 | 13 | 0 | 0
11 | 4 | 20 | 0 | 0 | 13 | 0 | 0 | 13 | 0 | 0
11 | 4 | 21 | 0 | 0 | 13 | 0 | 0 | 13 | 0 | 0
11 | 4 | 22 | 0 | 0 | 12 | 0 | 0 | 12 | 0 | 0
11 | 4 | 23 | 0 | 0 | 12 | 0 | 0 | 12 | 0 | 0
11 | 5 | 0 | 0 | 0 | 12 | 0 | 0 | 12 | 0 | 0
11 | 5 | 1 | 0 | 0 | 12 | 0 | 0 | 12 | 0 | 0
11 | 5 | 2 | 0 | 0 | 11 | 0 | 0 | 11 | 0 | 0
11 | 5 | 3 | 0 | 0 | 11 | 0 | 0 | 11 | 0 | 0
11 | 5 | 4 | 0 | 0 | 10 | 0 | 0 | 10 | 0 | 0
11 | 5 | 5 | 0 | 0 | 9 | 0 | 0 | 9 | 0 | 0
11 | 5 | 6 | 0 | 34 | 10 | 0 | 35.397 | 7.508 | 32.913 | 27.199
11 | 5 | 7 | 778 | 41 | 13 | 0 | 360.875 | 25.388 | 282.337 | 270.675
11 | 5 | 8 | 913 | 52 | 17 | 1 | 604.105 | 35.375 | 480.531 | 462.494
11 | 5 | 9 | 974 | 59 | 20 | 2 | 793.867 | 40.927 | 625.747 | 602.112
11 | 5 | 10 | 1006 | 60 | 21 | 3 | 913.758 | 42.677 | 717.623 | 690.041
11 | 5 | 11 | 1012 | 63 | 22 | 3 | 955.863 | 44.853 | 743.158 | 714.423
11 | 5 | 12 | 314 | 289 | 23 | 3 | 590.096 | 37.699 | 476.051 | 458.174
11 | 5 | 13 | 456 | 209 | 22 | 3 | 584.969 | 35.729 | 474.821 | 456.988
11 | 5 | 14 | 387 | 158 | 21 | 3 | 417.051 | 30.841 | 342.986 | 329.529
11 | 5 | 15 | 632 | 52 | 19 | 2 | 323.076 | 27.283 | 253.393 | 242.54
11 | 5 | 16 | 223 | 19 | 16 | 1 | 75.432 | 17.831 | 54.583 | 48.444
11 | 5 | 17 | 0 | 0 | 13 | 0 | 0 | 13 | 0 | 0
11 | 5 | 18 | 0 | 0 | 11 | 0 | 0 | 11 | 0 | 0
11 | 5 | 19 | 0 | 0 | 10 | 0 | 0 | 10 | 0 | 0
11 | 5 | 20 | 0 | 0 | 9 | 0 | 0 | 9 | 0 | 0
11 | 5 | 21 | 0 | 0 | 9 | 0 | 0 | 9 | 0 | 0
11 | 5 | 22 | 0 | 0 | 8 | 0 | 0 | 8 | 0 | 0
11 | 5 | 23 | 0 | 0 | 8 | 0 | 0 | 8 | 0 | 0
11 | 6 | 0 | 0 | 0 | 8 | 0 | 0 | 8 | 0 | 0
11 | 6 | 1 | 0 | 0 | 8 | 0 | 0 | 8 | 0 | 0
11 | 6 | 2 | 0 | 0 | 7 | 0 | 0 | 7 | 0 | 0
11 | 6 | 3 | 0 | 0 | 7 | 0 | 0 | 7 | 0 | 0
11 | 6 | 4 | 0 | 0 | 7 | 0 | 0 | 7 | 0 | 0
11 | 6 | 5 | 0 | 0 | 7 | 0 | 0 | 7 | 0 | 0
11 | 6 | 6 | 0 | 31 | 8 | 0 | 31.746 | 6.434 | 29.657 | 24.005
11 | 6 | 7 | 767 | 40 | 12 | 0 | 353.831 | 24.098 | 278.169 | 266.626
11 | 6 | 8 | 901 | 51 | 15 | 0 | 593.791 | 37.884 | 466.26 | 448.731
11 | 6 | 9 | 961 | 58 | 18 | 1 | 780.695 | 42.392 | 610.664 | 587.647
11 | 6 | 10 | 984 | 64 | 21 | 1 | 897.667 | 49.185 | 681.414 | 655.424
11 | 6 | 11 | 992 | 65 | 22 | 2 | 938.369 | 47.245 | 720.459 | 692.75
11 | 6 | 12 | 983 | 64 | 23 | 2 | 899.523 | 47.367 | 689.479 | 663.139
11 | 6 | 13 | 957 | 59 | 23 | 2 | 784.005 | 44.431 | 607.108 | 584.235
11 | 6 | 14 | 895 | 53 | 22 | 2 | 599.375 | 38.523 | 469.851 | 452.195
11 | 6 | 15 | 759 | 42 | 20 | 1 | 360.06 | 32.107 | 273.985 | 262.56
11 | 6 | 16 | 0 | 37 | 16 | 1 | 39.299 | 16.842 | 35.061 | 29.305
11 | 6 | 17 | 0 | 0 | 13 | 0 | 0 | 13 | 0 | 0
11 | 6 | 18 | 0 | 0 | 11 | 0 | 0 | 11 | 0 | 0
11 | 6 | 19 | 0 | 0 | 10 | 0 | 0 | 10 | 0 | 0
11 | 6 | 20 | 0 | 0 | 9 | 0 | 0 | 9 | 0 | 0
11 | 6 | 21 | 0 | 0 | 9 | 0 | 0 | 9 | 0 | 0
11 | 6 | 22 | 0 | 0 | 9 | 0 | 0 | 9 | 0 | 0
11 | 6 | 23 | 0 | 0 | 8 | 0 | 0 | 8 | 0 | 0
11 | 7 | 0 | 0 | 0 | 8 | 0 | 0 | 8 | 0 | 0
11 | 7 | 1 | 0 | 0 | 8 | 0 | 0 | 8 | 0 | 0
11 | 7 | 2 | 0 | 0 | 8 | 0 | 0 | 8 | 0 | 0
11 | 7 | 3 | 0 | 0 | 7 | 0 | 0 | 7 | 0 | 0
11 | 7 | 4 | 0 | 0 | 7 | 0 | 0 | 7 | 0 | 0
11 | 7 | 5 | 0 | 0 | 7 | 0 | 0 | 7 | 0 | 0
11 | 7 | 6 | 0 | 27 | 8 | 0 | 26.98 | 5.605 | 25.294 | 19.726
11 | 7 | 7 | 189 | 91 | 10 | 0 | 178.912 | 14.883 | 154.007 | 145.694
11 | 7 | 8 | 332 | 161 | 13 | 0 | 376.624 | 27.201 | 315.127 | 302.511
11 | 7 | 9 | 306 | 236 | 16 | 1 | 491.924 | 31.147 | 408.637 | 393.081
11 | 7 | 10 | 1003 | 68 | 18 | 1 | 915.673 | 45.752 | 707.671 | 680.531
11 | 7 | 11 | 1009 | 71 | 19 | 2 | 957.652 | 44.921 | 744.183 | 715.402
11 | 7 | 12 | 511 | 227 | 20 | 2 | 693.558 | 39.47 | 554.184 | 533.406
11 | 7 | 13 | 466 | 203 | 21 | 3 | 584.08 | 34.97 | 475.729 | 457.864
11 | 7 | 14 | 478 | 138 | 20 | 2 | 447.96 | 32.077 | 365.174 | 351.025
11 | 7 | 15 | 466 | 70 | 18 | 1 | 275.687 | 26.851 | 218.95 | 209.019
11 | 7 | 16 | 0 | 34 | 14 | 0 | 35.52 | 15.918 | 31.821 | 26.128
11 | 7 | 17 | 0 | 0 | 11 | 0 | 0 | 11 | 0 | 0
11 | 7 | 18 | 0 | 0 | 9 | 0 | 0 | 9 | 0 | 0
11 | 7 | 19 | 0 | 0 | 8 | 0 | 0 | 8 | 0 | 0
11 | 7 | 20 | 0 | 0 | 8 | 0 | 0 | 8 | 0 | 0
11 | 7 | 21 | 0 | 0 | 8 | 0 | 0 | 8 | 0 | 0
11 | 7 | 22 | 0 | 0 | 8 | 0 | 0 | 8 | 0 | 0
11 | 7 | 23 | 0 | 0 | 8 | 0 | 0 | 8 | 0 | 0
11 | 8 | 0 | 0 | 0 | 8 | 0 | 0 | 8 | 0 | 0
11 | 8 | 1 | 0 | 0 | 7 | 0 | 0 | 7 | 0 | 0
11 | 8 | 2 | 0 | 0 | 6 | 0 | 0 | 6 | 0 | 0
11 | 8 | 3 | 0 | 0 | 6 | 1 | 0 | 6 | 0 | 0
11 | 8 | 4 | 0 | 0 | 5 | 1 | 0 | 5 | 0 | 0
11 | 8 | 5 | 0 | 0 | 5 | 1 | 0 | 5 | 0 | 0
11 | 8 | 6 | 0 | 20 | 6 | 1 | 19.032 | 4.125 | 17.957 | 12.526
11 | 8 | 7 | 241 | 86 | 10 | 1 | 193.157 | 14.002 | 165.483 | 156.895
11 | 8 | 8 | 788 | 65 | 14 | 2 | 543.798 | 27.417 | 449.626 | 432.68
11 | 8 | 9 | 977 | 63 | 17 | 1 | 793.634 | 41.606 | 623.068 | 599.544
11 | 8 | 10 | 1008 | 67 | 20 | 1 | 916.067 | 48.804 | 696.646 | 669.992
11 | 8 | 11 | 1017 | 68 | 21 | 1 | 958.437 | 51.342 | 719.93 | 692.245
11 | 8 | 12 | 1005 | 68 | 22 | 1 | 917.83 | 51.335 | 688.724 | 662.417
11 | 8 | 13 | 973 | 65 | 22 | 1 | 798.806 | 47.946 | 607.154 | 584.279
11 | 8 | 14 | 909 | 57 | 21 | 1 | 609.087 | 41.223 | 470.737 | 453.049
11 | 8 | 15 | 765 | 45 | 19 | 0 | 365.623 | 35.877 | 273.025 | 261.627
11 | 8 | 16 | 336 | 17 | 16 | 0 | 95.713 | 21.326 | 65.265 | 58.91
11 | 8 | 17 | 0 | 0 | 13 | 0 | 0 | 13 | 0 | 0
11 | 8 | 18 | 0 | 0 | 12 | 0 | 0 | 12 | 0 | 0
11 | 8 | 19 | 0 | 0 | 11 | 0 | 0 | 11 | 0 | 0
11 | 8 | 20 | 0 | 0 | 11 | 0 | 0 | 11 | 0 | 0
11 | 8 | 21 | 0 | 0 | 11 | 0 | 0 | 11 | 0 | 0
11 | 8 | 22 | 0 | 0 | 11 | 0 | 0 | 11 | 0 | 0
11 | 8 | 23 | 0 | 0 | 11 | 0 | 0 | 11 | 0 | 0
11 | 9 | 0 | 0 | 0 | 11 | 0 | 0 | 11 | 0 | 0
11 | 9 | 1 | 0 | 0 | 11 | 0 | 0 | 11 | 0 | 0
11 | 9 | 2 | 0 | 0 | 10 | 0 | 0 | 10 | 0 | 0
11 | 9 | 3 | 0 | 0 | 10 | 0 | 0 | 10 | 0 | 0
11 | 9 | 4 | 0 | 0 | 9 | 1 | 0 | 9 | 0 | 0
11 | 9 | 5 | 0 | 0 | 9 | 1 | 0 | 9 | 0 | 0
11 | 9 | 6 | 0 | 12 | 9 | 1 | 11.362 | 7.279 | 10.575 | 5.281
11 | 9 | 7 | 63 | 88 | 12 | 1 | 116.799 | 13.434 | 103.419 | 96.258
11 | 9 | 8 | 517 | 125 | 16 | 1 | 450.238 | 28.674 | 372.044 | 357.678
11 | 9 | 9 | 330 | 227 | 19 | 2 | 498.156 | 31.97 | 411.97 | 396.304
11 | 9 | 10 | 684 | 169 | 21 | 2 | 772.104 | 41.036 | 611.663 | 588.605
11 | 9 | 11 | 557 | 224 | 22 | 2 | 743.875 | 42.105 | 586.803 | 564.746
11 | 9 | 12 | 747 | 148 | 23 | 1 | 803.602 | 48.344 | 612.942 | 589.832
11 | 9 | 13 | 484 | 193 | 22 | 1 | 584.666 | 41.503 | 460.681 | 443.349
11 | 9 | 14 | 0 | 46 | 21 | 1 | 43.645 | 23.224 | 37.813 | 32.005
11 | 9 | 15 | 688 | 52 | 19 | 0 | 341.503 | 30.729 | 262.286 | 251.188
11 | 9 | 16 | 0 | 18 | 17 | 0 | 17.065 | 18.959 | 15.078 | 9.701
11 | 9 | 17 | 0 | 0 | 15 | 0 | 0 | 15 | 0 | 0
11 | 9 | 18 | 0 | 0 | 15 | 0 | 0 | 15 | 0 | 0
11 | 9 | 19 | 0 | 0 | 14 | 0 | 0 | 14 | 0 | 0
11 | 9 | 20 | 0 | 0 | 14 | 0 | 0 | 14 | 0 | 0
11 | 9 | 21 | 0 | 0 | 14 | 0 | 0 | 14 | 0 | 0
11 | 9 | 22 | 0 | 0 | 14 | 0 | 0 | 14 | 0 | 0
11 | 9 | 23 | 0 | 0 | 14 | 0 | 0 | 14 | 0 | 0
11 | 10 | 0 | 0 | 0 | 14 | 0 | 0 | 14 | 0 | 0
11 | 10 | 1 | 0 | 0 | 13 | 0 | 0 | 13 | 0 | 0
11 | 10 | 2 | 0 | 0 | 12 | 0 | 0 | 12 | 0 | 0
11 | 10 | 3 | 0 | 0 | 11 | 0 | 0 | 11 | 0 | 0
11 | 10 | 4 | 0 | 0 | 11 | 0 | 0 | 11 | 0 | 0
11 | 10 | 5 | 0 | 0 | 10 | 1 | 0 | 10 | 0 | 0
11 | 10 | 6 | 0 | 14 | 11 | 0 | 13.263 | 7.74 | 12.32 | 6.993
11 | 10 | 7 | 219 | 84 | 14 | 0 | 181.83 | 18.902 | 152.539 | 144.261
11 | 10 | 8 | 887 | 57 | 17 | 1 | 584.582 | 34.007 | 467.261 | 449.697
11 | 10 | 9 | 955 | 66 | 20 | 1 | 776.366 | 44.123 | 601.479 | 578.834
11 | 10 | 10 | 991 | 68 | 22 | 1 | 898.191 | 50.118 | 678.163 | 652.314
11 | 10 | 11 | 997 | 72 | 23 | 1 | 941.062 | 52.664 | 701.765 | 674.887
11 | 10 | 12 | 987 | 70 | 24 | 1 | 900.699 | 52.67 | 670.91 | 645.374
11 | 10 | 13 | 425 | 208 | 24 | 1 | 556.831 | 43.026 | 435.503 | 419.043
11 | 10 | 14 | 602 | 106 | 23 | 1 | 486.554 | 38.601 | 382.639 | 367.934
11 | 10 | 15 | 451 | 68 | 21 | 0 | 265.735 | 33.504 | 204.094 | 194.547
11 | 10 | 16 | 0 | 15 | 17 | 0 | 14.212 | 18.036 | 12.61 | 7.279
11 | 10 | 17 | 0 | 0 | 16 | 0 | 0 | 16 | 0 | 0
11 | 10 | 18 | 0 | 0 | 15 | 0 | 0 | 15 | 0 | 0
11 | 10 | 19 | 0 | 0 | 15 | 0 | 0 | 15 | 0 | 0
11 | 10 | 20 | 0 | 0 | 15 | 0 | 0 | 15 | 0 | 0
11 | 10 | 21 | 0 | 0 | 15 | 0 | 0 | 15 | 0 | 0
11 | 10 | 22 | 0 | 0 | 15 | 0 | 0 | 15 | 0 | 0
11 | 10 | 23 | 0 | 0 | 15 | 0 | 0 | 15 | 0 | 0
11 | 11 | 0 | 0 | 0 | 15 | 0 | 0 | 15 | 0 | 0
11 | 11 | 1 | 0 | 0 | 15 | 0 | 0 | 15 | 0 | 0
11 | 11 | 2 | 0 | 0 | 15 | 0 | 0 | 15 | 0 | 0
11 | 11 | 3 | 0 | 0 | 14 | 0 | 0 | 14 | 0 | 0
11 | 11 | 4 | 0 | 0 | 14 | 0 | 0 | 14 | 0 | 0
11 | 11 | 5 | 0 | 0 | 14 | 0 | 0 | 14 | 0 | 0
11 | 11 | 6 | 0 | 6 | 14 | 0 | 5.673 | 10.445 | 5.208 | 0.012
11 | 11 | 7 | 0 | 69 | 16 | 0 | 67.815 | 15.178 | 60.956 | 54.689
11 | 11 | 8 | 80 | 165 | 19 | 1 | 219.804 | 24.221 | 188.231 | 179.085
11 | 11 | 9 | 111 | 239 | 22 | 2 | 333.761 | 29.927 | 279.412 | 267.833
11 | 11 | 10 | 54 | 264 | 23 | 3 | 322.842 | 30.019 | 270.69 | 259.358
11 | 11 | 11 | 116 | 305 | 22 | 3 | 423.972 | 31.356 | 353.172 | 339.4
11 | 11 | 12 | 106 | 287 | 22 | 3 | 392.457 | 30.868 | 327.612 | 314.622
11 | 11 | 13 | 90 | 238 | 22 | 3 | 317.742 | 29.039 | 267.27 | 256.033
11 | 11 | 14 | 0 | 109 | 21 | 2 | 105.943 | 23.162 | 91.813 | 84.903
11 | 11 | 15 | 70 | 90 | 19 | 1 | 122.466 | 21.278 | 104.568 | 97.382
11 | 11 | 16 | 0 | 13 | 16 | 0 | 12.311 | 14.374 | 11.106 | 5.802
11 | 11 | 17 | 0 | 0 | 14 | 0 | 0 | 14 | 0 | 0
11 | 11 | 18 | 0 | 0 | 13 | 0 | 0 | 13 | 0 | 0
11 | 11 | 19 | 0 | 0 | 13 | 0 | 0 | 13 | 0 | 0
11 | 11 | 20 | 0 | 0 | 12 | 0 | 0 | 12 | 0 | 0
11 | 11 | 21 | 0 | 0 | 11 | 0 | 0 | 11 | 0 | 0
11 | 11 | 22 | 0 | 0 | 11 | 0 | 0 | 11 | 0 | 0
11 | 11 | 23 | 0 | 0 | 11 | 0 | 0 | 11 | 0 | 0
11 | 12 | 0 | 0 | 0 | 10 | 0 | 0 | 10 | 0 | 0
11 | 12 | 1 | 0 | 0 | 10 | 0 | 0 | 10 | 0 | 0
11 | 12 | 2 | 0 | 0 | 10 | 0 | 0 | 10 | 0 | 0
11 | 12 | 3 | 0 | 0 | 10 | 0 | 0 | 10 | 0 | 0
11 | 12 | 4 | 0 | 0 | 10 | 0 | 0 | 10 | 0 | 0
11 | 12 | 5 | 0 | 0 | 9 | 0 | 0 | 9 | 0 | 0
11 | 12 | 6 | 0 | 11 | 10 | 0 | 10.414 | 6.449 | 9.728 | 4.449
11 | 12 | 7 | 202 | 82 | 12 | 1 | 172.572 | 15.292 | 147.27 | 139.116
11 | 12 | 8 | 538 | 116 | 15 | 2 | 448.819 | 25.831 | 375.223 | 360.755
11 | 12 | 9 | 441 | 199 | 17 | 3 | 553.596 | 29.726 | 462.188 | 444.802
11 | 12 | 10 | 614 | 188 | 18 | 4 | 726.787 | 33.436 | 597.944 | 575.441
11 | 12 | 11 | 439 | 256 | 19 | 4 | 674.871 | 33.667 | 555.371 | 534.546
11 | 12 | 12 | 428 | 247 | 19 | 4 | 632.197 | 32.659 | 522.454 | 502.882
11 | 12 | 13 | 95 | 238 | 18 | 4 | 321.557 | 24.915 | 275.789 | 264.313
11 | 12 | 14 | 5 | 130 | 17 | 4 | 131.097 | 19.086 | 115.688 | 108.257
11 | 12 | 15 | 165 | 89 | 15 | 3 | 168.683 | 17.75 | 143.867 | 135.793
11 | 12 | 16 | 0 | 14 | 13 | 2 | 13.262 | 11.936 | 12.094 | 6.772
11 | 12 | 17 | 0 | 0 | 11 | 1 | 0 | 11 | 0 | 0
11 | 12 | 18 | 0 | 0 | 10 | 1 | 0 | 10 | 0 | 0
11 | 12 | 19 | 0 | 0 | 10 | 1 | 0 | 10 | 0 | 0
11 | 12 | 20 | 0 | 0 | 10 | 2 | 0 | 10 | 0 | 0
11 | 12 | 21 | 0 | 0 | 9 | 2 | 0 | 9 | 0 | 0
11 | 12 | 22 | 0 | 0 | 9 | 2 | 0 | 9 | 0 | 0
11 | 12 | 23 | 0 | 0 | 9 | 2 | 0 | 9 | 0 | 0
11 | 13 | 0 | 0 | 0 | 9 | 2 | 0 | 9 | 0 | 0
11 | 13 | 1 | 0 | 0 | 8 | 1 | 0 | 8 | 0 | 0
11 | 13 | 2 | 0 | 0 | 8 | 1 | 0 | 8 | 0 | 0
11 | 13 | 3 | 0 | 0 | 8 | 1 | 0 | 8 | 0 | 0
11 | 13 | 4 | 0 | 0 | 7 | 1 | 0 | 7 | 0 | 0
11 | 13 | 5 | 0 | 0 | 6 | 1 | 0 | 6 | 0 | 0
11 | 13 | 6 | 0 | 6 | 6 | 1 | 5.673 | 3.528 | 5.367 | 0.168
11 | 13 | 7 | 3 | 75 | 8 | 1 | 75.963 | 7.935 | 70.382 | 63.922
11 | 13 | 8 | 16 | 138 | 10 | 1 | 146.371 | 12.759 | 132.713 | 124.897
11 | 13 | 9 | 131 | 237 | 12 | 1 | 355.098 | 21.911 | 308.62 | 296.197
11 | 13 | 10 | 14 | 198 | 13 | 2 | 207.03 | 17.961 | 183.721 | 174.688
11 | 13 | 11 | 6 | 158 | 14 | 2 | 158.729 | 17.126 | 141.414 | 133.397
11 | 13 | 12 | 16 | 207 | 15 | 2 | 218.185 | 19.592 | 192.182 | 182.937
11 | 13 | 13 | 25 | 198 | 14 | 2 | 215.793 | 18.727 | 190.71 | 181.502
11 | 13 | 14 | 34 | 153 | 13 | 2 | 179.709 | 16.726 | 159.851 | 151.4
11 | 13 | 15 | 388 | 72 | 12 | 2 | 242.264 | 17.309 | 201.471 | 191.991
11 | 13 | 16 | 0 | 17 | 9 | 1 | 16.116 | 8.286 | 14.934 | 9.56
11 | 13 | 17 | 0 | 0 | 7 | 1 | 0 | 7 | 0 | 0
11 | 13 | 18 | 0 | 0 | 6 | 1 | 0 | 6 | 0 | 0
11 | 13 | 19 | 0 | 0 | 5 | 1 | 0 | 5 | 0 | 0
11 | 13 | 20 | 0 | 0 | 5 | 1 | 0 | 5 | 0 | 0
11 | 13 | 21 | 0 | 0 | 5 | 1 | 0 | 5 | 0 | 0
11 | 13 | 22 | 0 | 0 | 4 | 1 | 0 | 4 | 0 | 0
11 | 13 | 23 | 0 | 0 | 4 | 0 | 0 | 4 | 0 | 0
11 | 14 | 0 | 0 | 0 | 3 | 0 | 0 | 3 | 0 | 0
11 | 14 | 1 | 0 | 0 | 3 | 0 | 0 | 3 | 0 | 0
11 | 14 | 2 | 0 | 0 | 3 | 0 | 0 | 3 | 0 | 0
11 | 14 | 3 | 0 | 0 | 2 | 0 | 0 | 2 | 0 | 0
11 | 14 | 4 | 0 | 0 | 2 | 0 | 0 | 2 | 0 | 0
11 | 14 | 5 | 0 | 0 | 2 | 0 | 0 | 2 | 0 | 0
11 | 14 | 6 | 0 | 13 | 3 | 0 | 12.315 | -0.666 | 11.857 | 6.54
11 | 14 | 7 | 677 | 47 | 5 | 0 | 316.768 | 15.542 | 257.872 | 246.896
11 | 14 | 8 | 858 | 62 | 9 | 0 | 569 | 31.123 | 460.631 | 443.301
11 | 14 | 9 | 940 | 70 | 12 | 0 | 760.882 | 41.739 | 596.273 | 573.838
11 | 14 | 10 | 975 | 75 | 14 | 0 | 883.647 | 48.368 | 673.125 | 647.494
11 | 14 | 11 | 985 | 77 | 15 | 0 | 927.31 | 51.201 | 696.758 | 670.1
11 | 14 | 12 | 974 | 76 | 16 | 1 | 888.548 | 44.859 | 689.545 | 663.203
11 | 14 | 13 | 942 | 70 | 16 | 2 | 770.782 | 37.361 | 617.985 | 594.669
11 | 14 | 14 | 874 | 60 | 15 | 2 | 583.514 | 31.276 | 473.036 | 455.267
11 | 14 | 15 | 376 | 71 | 13 | 1 | 236.143 | 21.343 | 192.813 | 183.552
11 | 14 | 16 | 0 | 22 | 10 | 1 | 21.432 | 9.451 | 19.76 | 14.296
11 | 14 | 17 | 0 | 0 | 8 | 0 | 0 | 8 | 0 | 0
11 | 14 | 18 | 0 | 0 | 7 | 0 | 0 | 7 | 0 | 0
11 | 14 | 19 | 0 | 0 | 6 | 0 | 0 | 6 | 0 | 0
11 | 14 | 20 | 0 | 0 | 5 | 0 | 0 | 5 | 0 | 0
11 | 14 | 21 | 0 | 0 | 4 | 0 | 0 | 4 | 0 | 0
11 | 14 | 22 | 0 | 0 | 4 | 0 | 0 | 4 | 0 | 0
11 | 14 | 23 | 0 | 0 | 3 | 1 | 0 | 3 | 0 | 0
11 | 15 | 0 | 0 | 0 | 2 | 1 | 0 | 2 | 0 | 0
11 | 15 | 1 | 0 | 0 | 2 | 1 | 0 | 2 | 0 | 0
11 | 15 | 2 | 0 | 0 | 1 | 1 | 0 | 1 | 0 | 0
11 | 15 | 3 | 0 | 0 | 1 | 2 | 0 | 1 | 0 | 0
11 | 15 | 4 | 0 | 0 | 1 | 2 | 0 | 1 | 0 | 0
11 | 15 | 5 | 0 | 0 | 0 | 2 | 0 | 0 | 0 | 0
11 | 15 | 6 | 0 | 0 | 1 | 3 | 0 | 1 | 0 | 0
11 | 15 | 7 | 774 | 38 | 3 | 4 | 339.792 | 8.911 | 282.721 | 271.049
11 | 15 | 8 | 933 | 50 | 6 | 5 | 591.658 | 16.746 | 511.369 | 492.209
11 | 15 | 9 | 1003 | 56 | 9 | 5 | 786.75 | 23.97 | 672.084 | 646.498
11 | 15 | 10 | 1038 | 58 | 11 | 4 | 911.814 | 30.997 | 758.11 | 728.689
11 | 15 | 11 | 1048 | 59 | 12 | 4 | 956.538 | 33.159 | 788.096 | 757.274
11 | 15 | 12 | 1039 | 58 | 13 | 4 | 917.83 | 33.399 | 754.422 | 725.171
11 | 15 | 13 | 1009 | 54 | 14 | 3 | 798.381 | 33.602 | 651.823 | 627.1
11 | 15 | 14 | 944 | 48 | 13 | 3 | 608.372 | 27.948 | 500.506 | 481.746
11 | 15 | 15 | 800 | 37 | 11 | 2 | 361.585 | 21.019 | 287.472 | 275.664
11 | 15 | 16 | 337 | 13 | 7 | 1 | 90.649 | 9.491 | 64.155 | 57.823
11 | 15 | 17 | 0 | 0 | 5 | 1 | 0 | 5 | 0 | 0
11 | 15 | 18 | 0 | 0 | 4 | 1 | 0 | 4 | 0 | 0
11 | 15 | 19 | 0 | 0 | 4 | 1 | 0 | 4 | 0 | 0
11 | 15 | 20 | 0 | 0 | 3 | 1 | 0 | 3 | 0 | 0
11 | 15 | 21 | 0 | 0 | 3 | 1 | 0 | 3 | 0 | 0
11 | 15 | 22 | 0 | 0 | 3 | 1 | 0 | 3 | 0 | 0
11 | 15 | 23 | 0 | 0 | 2 | 1 | 0 | 2 | 0 | 0
11 | 16 | 0 | 0 | 0 | 2 | 1 | 0 | 2 | 0 | 0
11 | 16 | 1 | 0 | 0 | 2 | 1 | 0 | 2 | 0 | 0
11 | 16 | 2 | 0 | 0 | 1 | 1 | 0 | 1 | 0 | 0
11 | 16 | 3 | 0 | 0 | 1 | 1 | 0 | 1 | 0 | 0
11 | 16 | 4 | 0 | 0 | 1 | 1 | 0 | 1 | 0 | 0
11 | 16 | 5 | 0 | 0 | 1 | 1 | 0 | 1 | 0 | 0
11 | 16 | 6 | 0 | 0 | 2 | 1 | 0 | 2 | 0 | 0
11 | 16 | 7 | 761 | 37 | 6 | 2 | 332.057 | 13.149 | 270.762 | 259.428
11 | 16 | 8 | 916 | 50 | 10 | 3 | 579.841 | 23.16 | 486.383 | 468.136
11 | 16 | 9 | 985 | 57 | 13 | 2 | 772.663 | 33.59 | 630.225 | 606.405
11 | 16 | 10 | 1013 | 62 | 15 | 2 | 893.965 | 39.14 | 713.934 | 686.517
11 | 16 | 11 | 1022 | 64 | 16 | 2 | 938.332 | 41.546 | 741.359 | 712.707
11 | 16 | 12 | 1013 | 64 | 17 | 1 | 901.854 | 46.19 | 694.858 | 668.283
11 | 16 | 13 | 985 | 59 | 18 | 1 | 785.378 | 43.765 | 609.256 | 586.296
11 | 16 | 14 | 919 | 52 | 17 | 1 | 597.541 | 37.023 | 470.357 | 452.683
11 | 16 | 15 | 769 | 40 | 15 | 0 | 352.526 | 31.532 | 266.965 | 255.737
11 | 16 | 16 | 315 | 12 | 11 | 0 | 84.755 | 15.828 | 58.33 | 52.116
11 | 16 | 17 | 0 | 0 | 9 | 0 | 0 | 9 | 0 | 0
11 | 16 | 18 | 0 | 0 | 8 | 1 | 0 | 8 | 0 | 0
11 | 16 | 19 | 0 | 0 | 7 | 1 | 0 | 7 | 0 | 0
11 | 16 | 20 | 0 | 0 | 6 | 1 | 0 | 6 | 0 | 0
11 | 16 | 21 | 0 | 0 | 6 | 1 | 0 | 6 | 0 | 0
11 | 16 | 22 | 0 | 0 | 6 | 1 | 0 | 6 | 0 | 0
11 | 16 | 23 | 0 | 0 | 6 | 1 | 0 | 6 | 0 | 0
11 | 17 | 0 | 0 | 0 | 5 | 1 | 0 | 5 | 0 | 0
11 | 17 | 1 | 0 | 0 | 5 | 1 | 0 | 5 | 0 | 0
11 | 17 | 2 | 0 | 0 | 5 | 1 | 0 | 5 | 0 | 0
11 | 17 | 3 | 0 | 0 | 5 | 1 | 0 | 5 | 0 | 0
11 | 17 | 4 | 0 | 0 | 5 | 1 | 0 | 5 | 0 | 0
11 | 17 | 5 | 0 | 0 | 5 | 1 | 0 | 5 | 0 | 0
11 | 17 | 6 | 0 | 0 | 6 | 1 | 0 | 6 | 0 | 0
11 | 17 | 7 | 191 | 75 | 9 | 1 | 159.195 | 11.755 | 137.553 | 129.626
11 | 17 | 8 | 930 | 48 | 13 | 1 | 583.04 | 29.974 | 473.188 | 455.413
11 | 17 | 9 | 1000 | 54 | 17 | 1 | 777.21 | 41.303 | 609.803 | 586.821
11 | 17 | 10 | 1033 | 57 | 19 | 0 | 901.522 | 53.519 | 667.744 | 642.343
11 | 17 | 11 | 1043 | 58 | 21 | 0 | 946.354 | 57.257 | 687.754 | 661.49
11 | 17 | 12 | 1035 | 57 | 22 | 0 | 909.164 | 57.323 | 659.687 | 634.63
11 | 17 | 13 | 1006 | 53 | 22 | 0 | 791.581 | 53.741 | 582.341 | 560.461
11 | 17 | 14 | 941 | 48 | 21 | 1 | 604.192 | 41.056 | 465.764 | 448.252
11 | 17 | 15 | 794 | 37 | 18 | 1 | 357.921 | 30.108 | 272.377 | 260.997
11 | 17 | 16 | 323 | 12 | 14 | 1 | 86.606 | 16.365 | 59.406 | 53.17
11 | 17 | 17 | 0 | 0 | 12 | 1 | 0 | 12 | 0 | 0
11 | 17 | 18 | 0 | 0 | 10 | 1 | 0 | 10 | 0 | 0
11 | 17 | 19 | 0 | 0 | 9 | 0 | 0 | 9 | 0 | 0
11 | 17 | 20 | 0 | 0 | 8 | 0 | 0 | 8 | 0 | 0
11 | 17 | 21 | 0 | 0 | 8 | 0 | 0 | 8 | 0 | 0
11 | 17 | 22 | 0 | 0 | 7 | 0 | 0 | 7 | 0 | 0
11 | 17 | 23 | 0 | 0 | 7 | 0 | 0 | 7 | 0 | 0
11 | 18 | 0 | 0 | 0 | 7 | 0 | 0 | 7 | 0 | 0
11 | 18 | 1 | 0 | 0 | 6 | 0 | 0 | 6 | 0 | 0
11 | 18 | 2 | 0 | 0 | 6 | 0 | 0 | 6 | 0 | 0
11 | 18 | 3 | 0 | 0 | 6 | 0 | 0 | 6 | 0 | 0
11 | 18 | 4 | 0 | 0 | 6 | 0 | 0 | 6 | 0 | 0
11 | 18 | 5 | 0 | 0 | 6 | 0 | 0 | 6 | 0 | 0
11 | 18 | 6 | 0 | 0 | 6 | 0 | 0 | 6 | 0 | 0
11 | 18 | 7 | 741 | 38 | 9 | 0 | 322.65 | 19.633 | 255.012 | 244.114
11 | 18 | 8 | 905 | 52 | 13 | 0 | 571.718 | 35.046 | 452.601 | 435.551
11 | 18 | 9 | 979 | 59 | 16 | 1 | 765.977 | 39.996 | 604.912 | 582.128
11 | 18 | 10 | 1012 | 64 | 18 | 2 | 890.695 | 41.893 | 701.305 | 674.447
11 | 18 | 11 | 1023 | 65 | 19 | 3 | 935.799 | 41.466 | 739.534 | 710.964
11 | 18 | 12 | 1011 | 65 | 20 | 3 | 897.453 | 41.674 | 707.634 | 680.496
11 | 18 | 13 | 971 | 64 | 19 | 3 | 778.144 | 37.93 | 621.678 | 598.21
11 | 18 | 14 | 895 | 57 | 18 | 3 | 587.54 | 32.306 | 473.296 | 455.517
11 | 18 | 15 | 384 | 67 | 15 | 2 | 233.832 | 21.483 | 190.204 | 181.009
11 | 18 | 16 | 0 | 18 | 11 | 0 | 17.072 | 11.64 | 15.589 | 10.202
11 | 18 | 17 | 0 | 0 | 8 | 0 | 0 | 8 | 0 | 0
11 | 18 | 18 | 0 | 0 | 7 | 0 | 0 | 7 | 0 | 0
11 | 18 | 19 | 0 | 0 | 6 | 0 | 0 | 6 | 0 | 0
11 | 18 | 20 | 0 | 0 | 5 | 0 | 0 | 5 | 0 | 0
11 | 18 | 21 | 0 | 0 | 5 | 0 | 0 | 5 | 0 | 0
11 | 18 | 22 | 0 | 0 | 5 | 0 | 0 | 5 | 0 | 0
11 | 18 | 23 | 0 | 0 | 5 | 1 | 0 | 5 | 0 | 0
11 | 19 | 0 | 0 | 0 | 4 | 1 | 0 | 4 | 0 | 0
11 | 19 | 1 | 0 | 0 | 4 | 1 | 0 | 4 | 0 | 0
11 | 19 | 2 | 0 | 0 | 3 | 1 | 0 | 3 | 0 | 0
11 | 19 | 3 | 0 | 0 | 3 | 1 | 0 | 3 | 0 | 0
11 | 19 | 4 | 0 | 0 | 3 | 1 | 0 | 3 | 0 | 0
11 | 19 | 5 | 0 | 0 | 3 | 1 | 0 | 3 | 0 | 0
11 | 19 | 6 | 0 | 0 | 4 | 2 | 0 | 4 | 0 | 0
11 | 19 | 7 | 200 | 72 | 7 | 2 | 158.489 | 9.315 | 137.897 | 129.962
11 | 19 | 8 | 459 | 120 | 11 | 3 | 400.981 | 19.428 | 345.015 | 331.495
11 | 19 | 9 | 985 | 60 | 15 | 3 | 769.006 | 32.643 | 629.739 | 605.939
11 | 19 | 10 | 1021 | 64 | 18 | 3 | 895.483 | 39.314 | 714.266 | 686.834
11 | 19 | 11 | 1032 | 65 | 19 | 2 | 941.067 | 44.458 | 732.3 | 704.058
11 | 19 | 12 | 1023 | 63 | 20 | 2 | 902.792 | 44.6 | 701.144 | 674.293
11 | 19 | 13 | 993 | 59 | 19 | 2 | 786.402 | 40.663 | 619.532 | 596.152
11 | 19 | 14 | 926 | 52 | 18 | 1 | 598.297 | 37.999 | 468.294 | 450.693
11 | 19 | 15 | 774 | 40 | 16 | 0 | 352.826 | 32.502 | 265.561 | 254.372
11 | 19 | 16 | 276 | 11 | 13 | 0 | 75.5 | 17.435 | 51.862 | 45.777
11 | 19 | 17 | 0 | 0 | 11 | 0 | 0 | 11 | 0 | 0
11 | 19 | 18 | 0 | 0 | 10 | 1 | 0 | 10 | 0 | 0
11 | 19 | 19 | 0 | 0 | 9 | 1 | 0 | 9 | 0 | 0
11 | 19 | 20 | 0 | 0 | 9 | 1 | 0 | 9 | 0 | 0
11 | 19 | 21 | 0 | 0 | 9 | 1 | 0 | 9 | 0 | 0
11 | 19 | 22 | 0 | 0 | 9 | 1 | 0 | 9 | 0 | 0
11 | 19 | 23 | 0 | 0 | 9 | 1 | 0 | 9 | 0 | 0
11 | 20 | 0 | 0 | 0 | 9 | 1 | 0 | 9 | 0 | 0
11 | 20 | 1 | 0 | 0 | 9 | 0 | 0 | 9 | 0 | 0
11 | 20 | 2 | 0 | 0 | 9 | 0 | 0 | 9 | 0 | 0
11 | 20 | 3 | 0 | 0 | 9 | 0 | 0 | 9 | 0 | 0
11 | 20 | 4 | 0 | 0 | 8 | 0 | 0 | 8 | 0 | 0
11 | 20 | 5 | 0 | 0 | 8 | 1 | 0 | 8 | 0 | 0
11 | 20 | 6 | 0 | 0 | 8 | 1 | 0 | 8 | 0 | 0
11 | 20 | 7 | 152 | 72 | 10 | 1 | 140.938 | 12.154 | 122.118 | 114.543
11 | 20 | 8 | 898 | 54 | 14 | 1 | 565.911 | 30.345 | 457.965 | 440.728
11 | 20 | 9 | 973 | 62 | 17 | 2 | 760.605 | 37.088 | 609.247 | 586.288
11 | 20 | 10 | 1007 | 66 | 19 | 3 | 884.36 | 40.009 | 702.851 | 675.925
11 | 20 | 11 | 1017 | 67 | 20 | 4 | 928.813 | 40.271 | 738.365 | 709.848
11 | 20 | 12 | 1005 | 66 | 20 | 4 | 890.074 | 39.552 | 709.285 | 682.074
11 | 20 | 13 | 321 | 214 | 19 | 4 | 474.914 | 29.743 | 396.741 | 381.577
11 | 20 | 14 | 893 | 56 | 18 | 3 | 583.279 | 31.467 | 471.543 | 453.827
11 | 20 | 15 | 361 | 68 | 15 | 2 | 225.847 | 21.253 | 184.201 | 175.156
11 | 20 | 16 | 0 | 12 | 11 | 1 | 11.364 | 10.065 | 10.45 | 5.158
11 | 20 | 17 | 0 | 0 | 8 | 1 | 0 | 8 | 0 | 0
11 | 20 | 18 | 0 | 0 | 6 | 1 | 0 | 6 | 0 | 0
11 | 20 | 19 | 0 | 0 | 6 | 0 | 0 | 6 | 0 | 0
11 | 20 | 20 | 0 | 0 | 5 | 0 | 0 | 5 | 0 | 0
11 | 20 | 21 | 0 | 0 | 5 | 0 | 0 | 5 | 0 | 0
11 | 20 | 22 | 0 | 0 | 4 | 0 | 0 | 4 | 0 | 0
11 | 20 | 23 | 0 | 0 | 4 | 0 | 0 | 4 | 0 | 0
11 | 21 | 0 | 0 | 0 | 4 | 0 | 0 | 4 | 0 | 0
11 | 21 | 1 | 0 | 0 | 4 | 1 | 0 | 4 | 0 | 0
11 | 21 | 2 | 0 | 0 | 3 | 0 | 0 | 3 | 0 | 0
11 | 21 | 3 | 0 | 0 | 3 | 0 | 0 | 3 | 0 | 0
11 | 21 | 4 | 0 | 0 | 3 | 0 | 0 | 3 | 0 | 0
11 | 21 | 5 | 0 | 0 | 3 | 0 | 0 | 3 | 0 | 0
11 | 21 | 6 | 0 | 0 | 3 | 0 | 0 | 3 | 0 | 0
11 | 21 | 7 | 151 | 71 | 5 | 0 | 139.279 | 7.601 | 123.037 | 115.441
11 | 21 | 8 | 865 | 54 | 7 | 1 | 545.587 | 22.929 | 457.122 | 439.914
11 | 21 | 9 | 952 | 59 | 10 | 2 | 739.955 | 29.767 | 614.163 | 591.003
11 | 21 | 10 | 997 | 59 | 13 | 2 | 865.633 | 36.433 | 700.294 | 673.48
11 | 21 | 11 | 1007 | 61 | 14 | 1 | 911.153 | 43.385 | 712.827 | 685.458
11 | 21 | 12 | 370 | 247 | 15 | 1 | 579.876 | 35.152 | 473.245 | 455.468
11 | 21 | 13 | 622 | 139 | 15 | 1 | 617.991 | 34.822 | 502.245 | 483.421
11 | 21 | 14 | 488 | 120 | 14 | 0 | 425.606 | 33.174 | 343.798 | 330.316
11 | 21 | 15 | 583 | 46 | 12 | 0 | 288.68 | 25.121 | 226.814 | 216.676
11 | 21 | 16 | 0 | 16 | 10 | 0 | 15.169 | 11.306 | 13.872 | 8.517
11 | 21 | 17 | 0 | 0 | 8 | 0 | 0 | 8 | 0 | 0
11 | 21 | 18 | 0 | 0 | 8 | 0 | 0 | 8 | 0 | 0
11 | 21 | 19 | 0 | 0 | 7 | 0 | 0 | 7 | 0 | 0
11 | 21 | 20 | 0 | 0 | 6 | 0 | 0 | 6 | 0 | 0
11 | 21 | 21 | 0 | 0 | 5 | 1 | 0 | 5 | 0 | 0
11 | 21 | 22 | 0 | 0 | 5 | 1 | 0 | 5 | 0 | 0
11 | 21 | 23 | 0 | 0 | 4 | 1 | 0 | 4 | 0 | 0
11 | 22 | 0 | 0 | 0 | 4 | 1 | 0 | 4 | 0 | 0
11 | 22 | 1 | 0 | 0 | 4 | 1 | 0 | 4 | 0 | 0
11 | 22 | 2 | 0 | 0 | 3 | 1 | 0 | 3 | 0 | 0
11 | 22 | 3 | 0 | 0 | 3 | 1 | 0 | 3 | 0 | 0
11 | 22 | 4 | 0 | 0 | 3 | 1 | 0 | 3 | 0 | 0
11 | 22 | 5 | 0 | 0 | 3 | 0 | 0 | 3 | 0 | 0
11 | 22 | 6 | 0 | 0 | 4 | 0 | 0 | 4 | 0 | 0
11 | 22 | 7 | 148 | 69 | 7 | 0 | 135.669 | 9.442 | 118.805 | 111.304
11 | 22 | 8 | 879 | 52 | 10 | 0 | 548.758 | 30.08 | 444.119 | 427.363
11 | 22 | 9 | 955 | 60 | 14 | 0 | 740.968 | 42.848 | 576.196 | 554.559
11 | 22 | 10 | 988 | 65 | 16 | 0 | 863.507 | 49.485 | 653.235 | 628.452
11 | 22 | 11 | 1000 | 66 | 17 | 1 | 909.359 | 46.107 | 701.418 | 674.555
11 | 22 | 12 | 594 | 180 | 18 | 1 | 693.167 | 41.214 | 548.265 | 527.714
11 | 22 | 13 | 557 | 155 | 19 | 1 | 585.013 | 38.177 | 467.76 | 450.178
11 | 22 | 14 | 443 | 126 | 18 | 2 | 406.314 | 29.023 | 335.212 | 321.993
11 | 22 | 15 | 724 | 40 | 15 | 1 | 334.228 | 25.501 | 260.316 | 249.272
11 | 22 | 16 | 218 | 10 | 12 | 1 | 63.281 | 13.445 | 45.03 | 39.08
11 | 22 | 17 | 0 | 0 | 10 | 0 | 0 | 10 | 0 | 0
11 | 22 | 18 | 0 | 0 | 8 | 0 | 0 | 8 | 0 | 0
11 | 22 | 19 | 0 | 0 | 8 | 0 | 0 | 8 | 0 | 0
11 | 22 | 20 | 0 | 0 | 7 | 0 | 0 | 7 | 0 | 0
11 | 22 | 21 | 0 | 0 | 7 | 0 | 0 | 7 | 0 | 0
11 | 22 | 22 | 0 | 0 | 7 | 0 | 0 | 7 | 0 | 0
11 | 22 | 23 | 0 | 0 | 6 | 0 | 0 | 6 | 0 | 0
11 | 23 | 0 | 0 | 0 | 5 | 0 | 0 | 5 | 0 | 0
11 | 23 | 1 | 0 | 0 | 4 | 1 | 0 | 4 | 0 | 0
11 | 23 | 2 | 0 | 0 | 3 | 1 | 0 | 3 | 0 | 0
11 | 23 | 3 | 0 | 0 | 3 | 1 | 0 | 3 | 0 | 0
11 | 23 | 4 | 0 | 0 | 3 | 1 | 0 | 3 | 0 | 0
11 | 23 | 5 | 0 | 0 | 3 | 1 | 0 | 3 | 0 | 0
11 | 23 | 6 | 0 | 0 | 4 | 1 | 0 | 4 | 0 | 0
11 | 23 | 7 | 703 | 35 | 7 | 3 | 297.262 | 12.497 | 240.75 | 230.241
11 | 23 | 8 | 884 | 48 | 10 | 4 | 544.487 | 21.108 | 459.271 | 441.987
11 | 23 | 9 | 963 | 55 | 13 | 4 | 738.162 | 28.756 | 615.291 | 592.086
11 | 23 | 10 | 1000 | 59 | 15 | 4 | 863.485 | 33.758 | 707.658 | 680.519
11 | 23 | 11 | 1013 | 61 | 16 | 4 | 912.025 | 35.998 | 740.496 | 711.882
11 | 23 | 12 | 1006 | 61 | 16 | 4 | 879.641 | 35.415 | 715.39 | 687.908
11 | 23 | 13 | 973 | 59 | 16 | 4 | 766.766 | 32.974 | 627.321 | 603.621
11 | 23 | 14 | 903 | 53 | 15 | 3 | 582.971 | 29.232 | 476.009 | 458.134
11 | 23 | 15 | 741 | 40 | 13 | 2 | 340.507 | 22.341 | 268.991 | 257.706
11 | 23 | 16 | 0 | 0 | 9 | 1 | 0 | 9 | 0 | 0
11 | 23 | 17 | 0 | 0 | 7 | 1 | 0 | 7 | 0 | 0
11 | 23 | 18 | 0 | 0 | 6 | 1 | 0 | 6 | 0 | 0
11 | 23 | 19 | 0 | 0 | 6 | 2 | 0 | 6 | 0 | 0
11 | 23 | 20 | 0 | 0 | 6 | 2 | 0 | 6 | 0 | 0
11 | 23 | 21 | 0 | 0 | 5 | 2 | 0 | 5 | 0 | 0
11 | 23 | 22 | 0 | 0 | 5 | 2 | 0 | 5 | 0 | 0
11 | 23 | 23 | 0 | 0 | 4 | 2 | 0 | 4 | 0 | 0
11 | 24 | 0 | 0 | 0 | 4 | 2 | 0 | 4 | 0 | 0
11 | 24 | 1 | 0 | 0 | 4 | 2 | 0 | 4 | 0 | 0
11 | 24 | 2 | 0 | 0 | 3 | 2 | 0 | 3 | 0 | 0
11 | 24 | 3 | 0 | 0 | 3 | 2 | 0 | 3 | 0 | 0
11 | 24 | 4 | 0 | 0 | 3 | 2 | 0 | 3 | 0 | 0
11 | 24 | 5 | 0 | 0 | 2 | 2 | 0 | 2 | 0 | 0
11 | 24 | 6 | 0 | 0 | 3 | 2 | 0 | 3 | 0 | 0
11 | 24 | 7 | 198 | 65 | 6 | 3 | 148.175 | 7.81 | 129.008 | 121.276
11 | 24 | 8 | 920 | 44 | 9 | 4 | 556.977 | 20.061 | 471.556 | 453.84
11 | 24 | 9 | 993 | 50 | 12 | 4 | 750.486 | 28.067 | 627.381 | 603.679
11 | 24 | 10 | 1029 | 53 | 14 | 4 | 876.745 | 33.091 | 720.744 | 693.022
11 | 24 | 11 | 1039 | 54 | 15 | 4 | 922.879 | 35.282 | 751.872 | 722.738
11 | 24 | 12 | 1029 | 54 | 16 | 4 | 887.793 | 35.607 | 721.232 | 693.489
11 | 24 | 13 | 998 | 51 | 16 | 4 | 773.568 | 33.134 | 632.215 | 608.312
11 | 24 | 14 | 931 | 45 | 15 | 3 | 588.404 | 29.376 | 479.729 | 461.72
11 | 24 | 15 | 780 | 35 | 13 | 2 | 347.303 | 22.54 | 273.182 | 261.779
11 | 24 | 16 | 0 | 0 | 9 | 1 | 0 | 9 | 0 | 0
11 | 24 | 17 | 0 | 0 | 7 | 1 | 0 | 7 | 0 | 0
11 | 24 | 18 | 0 | 0 | 6 | 1 | 0 | 6 | 0 | 0
11 | 24 | 19 | 0 | 0 | 6 | 1 | 0 | 6 | 0 | 0
11 | 24 | 20 | 0 | 0 | 5 | 1 | 0 | 5 | 0 | 0
11 | 24 | 21 | 0 | 0 | 5 | 1 | 0 | 5 | 0 | 0
11 | 24 | 22 | 0 | 0 | 4 | 1 | 0 | 4 | 0 | 0
11 | 24 | 23 | 0 | 0 | 4 | 1 | 0 | 4 | 0 | 0
11 | 25 | 0 | 0 | 0 | 4 | 1 | 0 | 4 | 0 | 0
11 | 25 | 1 | 0 | 0 | 4 | 2 | 0 | 4 | 0 | 0
11 | 25 | 2 | 0 | 0 | 4 | 2 | 0 | 4 | 0 | 0
11 | 25 | 3 | 0 | 0 | 3 | 2 | 0 | 3 | 0 | 0
11 | 25 | 4 | 0 | 0 | 3 | 2 | 0 | 3 | 0 | 0
11 | 25 | 5 | 0 | 0 | 3 | 2 | 0 | 3 | 0 | 0
11 | 25 | 6 | 0 | 0 | 4 | 2 | 0 | 4 | 0 | 0
11 | 25 | 7 | 159 | 65 | 7 | 3 | 134.341 | 8.473 | 117.465 | 109.994
11 | 25 | 8 | 909 | 45 | 11 | 4 | 550.078 | 21.885 | 461.596 | 444.231
11 | 25 | 9 | 985 | 51 | 14 | 4 | 743.878 | 29.869 | 616.378 | 593.127
11 | 25 | 10 | 1013 | 58 | 16 | 4 | 868.078 | 34.839 | 707.466 | 680.336
11 | 25 | 11 | 1022 | 61 | 17 | 4 | 915.509 | 37.05 | 739.323 | 710.763
11 | 25 | 12 | 1011 | 61 | 18 | 4 | 880.453 | 37.381 | 708.971 | 681.774
11 | 25 | 13 | 980 | 58 | 18 | 4 | 768.263 | 34.961 | 622.294 | 598.801
11 | 25 | 14 | 909 | 51 | 17 | 3 | 582.675 | 31.189 | 471.081 | 453.381
11 | 25 | 15 | 748 | 39 | 14 | 2 | 339.903 | 23.312 | 266.939 | 255.712
11 | 25 | 16 | 0 | 0 | 10 | 1 | 0 | 10 | 0 | 0
11 | 25 | 17 | 0 | 0 | 8 | 1 | 0 | 8 | 0 | 0
11 | 25 | 18 | 0 | 0 | 7 | 1 | 0 | 7 | 0 | 0
11 | 25 | 19 | 0 | 0 | 7 | 1 | 0 | 7 | 0 | 0
11 | 25 | 20 | 0 | 0 | 6 | 1 | 0 | 6 | 0 | 0
11 | 25 | 21 | 0 | 0 | 6 | 1 | 0 | 6 | 0 | 0
11 | 25 | 22 | 0 | 0 | 5 | 1 | 0 | 5 | 0 | 0
11 | 25 | 23 | 0 | 0 | 5 | 1 | 0 | 5 | 0 | 0
11 | 26 | 0 | 0 | 0 | 4 | 1 | 0 | 4 | 0 | 0
11 | 26 | 1 | 0 | 0 | 4 | 1 | 0 | 4 | 0 | 0
11 | 26 | 2 | 0 | 0 | 4 | 1 | 0 | 4 | 0 | 0
11 | 26 | 3 | 0 | 0 | 4 | 1 | 0 | 4 | 0 | 0
11 | 26 | 4 | 0 | 0 | 4 | 2 | 0 | 4 | 0 | 0
11 | 26 | 5 | 0 | 0 | 3 | 2 | 0 | 3 | 0 | 0
11 | 26 | 6 | 0 | 0 | 4 | 2 | 0 | 4 | 0 | 0
11 | 26 | 7 | 159 | 63 | 8 | 2 | 131.737 | 9.571 | 114.455 | 107.051
11 | 26 | 8 | 407 | 117 | 12 | 2 | 362.42 | 20.407 | 309.927 | 297.466
11 | 26 | 9 | 996 | 53 | 15 | 3 | 751.604 | 32.148 | 615.816 | 592.588
11 | 26 | 10 | 1034 | 55 | 18 | 2 | 878.667 | 41.552 | 692.299 | 665.836
11 | 26 | 11 | 1046 | 56 | 19 | 2 | 927.156 | 44.068 | 722.464 | 694.666
11 | 26 | 12 | 1038 | 56 | 20 | 2 | 894.265 | 44.351 | 694.958 | 668.379
11 | 26 | 13 | 1009 | 53 | 20 | 1 | 781.632 | 45.503 | 600.078 | 577.49
11 | 26 | 14 | 942 | 47 | 19 | 1 | 595.949 | 38.867 | 463.661 | 446.223
11 | 26 | 15 | 790 | 36 | 16 | 0 | 352.177 | 32.466 | 264.228 | 253.076
11 | 26 | 16 | 0 | 0 | 13 | 0 | 0 | 13 | 0 | 0
11 | 26 | 17 | 0 | 0 | 12 | 0 | 0 | 12 | 0 | 0
11 | 26 | 18 | 0 | 0 | 11 | 0 | 0 | 11 | 0 | 0
11 | 26 | 19 | 0 | 0 | 11 | 0 | 0 | 11 | 0 | 0
11 | 26 | 20 | 0 | 0 | 11 | 0 | 0 | 11 | 0 | 0
11 | 26 | 21 | 0 | 0 | 10 | 0 | 0 | 10 | 0 | 0
11 | 26 | 22 | 0 | 0 | 10 | 0 | 0 | 10 | 0 | 0
11 | 26 | 23 | 0 | 0 | 10 | 0 | 0 | 10 | 0 | 0
11 | 27 | 0 | 0 | 0 | 10 | 0 | 0 | 10 | 0 | 0
11 | 27 | 1 | 0 | 0 | 10 | 0 | 0 | 10 | 0 | 0
11 | 27 | 2 | 0 | 0 | 10 | 0 | 0 | 10 | 0 | 0
11 | 27 | 3 | 0 | 0 | 9 | 0 | 0 | 9 | 0 | 0
11 | 27 | 4 | 0 | 0 | 9 | 0 | 0 | 9 | 0 | 0
11 | 27 | 5 | 0 | 0 | 8 | 0 | 0 | 8 | 0 | 0
11 | 27 | 6 | 0 | 0 | 8 | 1 | 0 | 8 | 0 | 0
11 | 27 | 7 | 125 | 63 | 10 | 0 | 119.91 | 11.732 | 104.008 | 96.835
11 | 27 | 8 | 169 | 140 | 13 | 0 | 246.497 | 21.734 | 211.624 | 201.883
11 | 27 | 9 | 640 | 122 | 16 | 2 | 593.151 | 30.84 | 490.216 | 471.83
11 | 27 | 10 | 598 | 169 | 18 | 3 | 672.481 | 33.816 | 551.453 | 530.78
11 | 27 | 11 | 676 | 161 | 19 | 3 | 754.44 | 36.859 | 610.204 | 587.205
11 | 27 | 12 | 789 | 115 | 19 | 3 | 774.504 | 37.509 | 623.528 | 599.984
11 | 27 | 13 | 349 | 201 | 18 | 4 | 478.153 | 28.586 | 401.334 | 386.02
11 | 27 | 14 | 479 | 117 | 17 | 3 | 415.573 | 26.562 | 346.312 | 332.752
11 | 27 | 15 | 535 | 49 | 14 | 2 | 273.12 | 20.959 | 219.271 | 209.331
11 | 27 | 16 | 0 | 0 | 11 | 1 | 0 | 11 | 0 | 0
11 | 27 | 17 | 0 | 0 | 9 | 1 | 0 | 9 | 0 | 0
11 | 27 | 18 | 0 | 0 | 7 | 1 | 0 | 7 | 0 | 0
11 | 27 | 19 | 0 | 0 | 7 | 1 | 0 | 7 | 0 | 0
11 | 27 | 20 | 0 | 0 | 7 | 2 | 0 | 7 | 0 | 0
11 | 27 | 21 | 0 | 0 | 7 | 3 | 0 | 7 | 0 | 0
11 | 27 | 22 | 0 | 0 | 6 | 3 | 0 | 6 | 0 | 0
11 | 27 | 23 | 0 | 0 | 6 | 3 | 0 | 6 | 0 | 0
11 | 28 | 0 | 0 | 0 | 6 | 3 | 0 | 6 | 0 | 0
11 | 28 | 1 | 0 | 0 | 6 | 3 | 0 | 6 | 0 | 0
11 | 28 | 2 | 0 | 0 | 5 | 3 | 0 | 5 | 0 | 0
11 | 28 | 3 | 0 | 0 | 5 | 3 | 0 | 5 | 0 | 0
11 | 28 | 4 | 0 | 0 | 4 | 3 | 0 | 4 | 0 | 0
11 | 28 | 5 | 0 | 0 | 4 | 2 | 0 | 4 | 0 | 0
11 | 28 | 6 | 0 | 0 | 4 | 2 | 0 | 4 | 0 | 0
11 | 28 | 7 | 0 | 16 | 4 | 2 | 15.146 | 2.204 | 14.407 | 9.043
11 | 28 | 8 | 208 | 137 | 5 | 2 | 270.508 | 10.502 | 243.783 | 233.192
11 | 28 | 9 | 73 | 201 | 7 | 2 | 263.944 | 13.236 | 238.637 | 228.185
11 | 28 | 10 | 0 | 61 | 8 | 2 | 57.947 | 8.471 | 53.656 | 47.535
11 | 28 | 11 | 0 | 67 | 9 | 2 | 63.67 | 8.878 | 58.851 | 52.626
11 | 28 | 12 | 6 | 162 | 10 | 2 | 163.713 | 12.718 | 148.757 | 140.569
11 | 28 | 13 | 0 | 51 | 9 | 1 | 48.414 | 8.934 | 44.738 | 38.795
11 | 28 | 14 | 0 | 51 | 8 | 1 | 48.397 | 7.243 | 45.053 | 39.104
11 | 28 | 15 | 0 | 31 | 7 | 1 | 29.386 | 5.568 | 27.554 | 21.943
11 | 28 | 16 | 0 | 0 | 5 | 0 | 0 | 5 | 0 | 0
11 | 28 | 17 | 0 | 0 | 4 | 0 | 0 | 4 | 0 | 0
11 | 28 | 18 | 0 | 0 | 3 | 0 | 0 | 3 | 0 | 0
11 | 28 | 19 | 0 | 0 | 2 | 0 | 0 | 2 | 0 | 0
11 | 28 | 20 | 0 | 0 | 2 | 0 | 0 | 2 | 0 | 0
11 | 28 | 21 | 0 | 0 | 2 | 0 | 0 | 2 | 0 | 0
11 | 28 | 22 | 0 | 0 | 2 | 1 | 0 | 2 | 0 | 0
11 | 28 | 23 | 0 | 0 | 2 | 1 | 0 | 2 | 0 | 0
11 | 29 | 0 | 0 | 0 | 2 | 1 | 0 | 2 | 0 | 0
11 | 29 | 1 | 0 | 0 | 1 | 1 | 0 | 1 | 0 | 0
11 | 29 | 2 | 0 | 0 | 1 | 1 | 0 | 1 | 0 | 0
11 | 29 | 3 | 0 | 0 | 1 | 1 | 0 | 1 | 0 | 0
11 | 29 | 4 | 0 | 0 | 2 | 1 | 0 | 2 | 0 | 0
11 | 29 | 5 | 0 | 0 | 2 | 1 | 0 | 2 | 0 | 0
11 | 29 | 6 | 0 | 0 | 2 | 1 | 0 | 2 | 0 | 0
11 | 29 | 7 | 0 | 22 | 4 | 2 | 20.84 | 2.366 | 19.81 | 14.345
11 | 29 | 8 | 0 | 25 | 7 | 4 | 23.688 | 5.91 | 22.179 | 16.669
11 | 29 | 9 | 3 | 141 | 10 | 5 | 140.831 | 11.398 | 128.71 | 120.985
11 | 29 | 10 | 11 | 180 | 12 | 6 | 186.857 | 14.251 | 168.609 | 159.946
11 | 29 | 11 | 237 | 271 | 13 | 5 | 494.626 | 21.637 | 430.964 | 414.659
11 | 29 | 12 | 2 | 144 | 14 | 5 | 141.849 | 16.244 | 126.885 | 119.201
11 | 29 | 13 | 11 | 163 | 14 | 5 | 169.524 | 16.203 | 151.591 | 143.335
11 | 29 | 14 | 14 | 128 | 13 | 4 | 135.79 | 14.814 | 122.005 | 114.432
11 | 29 | 15 | 121 | 76 | 11 | 3 | 132.622 | 12.84 | 115.803 | 108.369
11 | 29 | 16 | 0 | 0 | 8 | 1 | 0 | 8 | 0 | 0
11 | 29 | 17 | 0 | 0 | 6 | 1 | 0 | 6 | 0 | 0
11 | 29 | 18 | 0 | 0 | 5 | 1 | 0 | 5 | 0 | 0
11 | 29 | 19 | 0 | 0 | 5 | 1 | 0 | 5 | 0 | 0
11 | 29 | 20 | 0 | 0 | 5 | 1 | 0 | 5 | 0 | 0
11 | 29 | 21 | 0 | 0 | 5 | 1 | 0 | 5 | 0 | 0
11 | 29 | 22 | 0 | 0 | 4 | 1 | 0 | 4 | 0 | 0
11 | 29 | 23 | 0 | 0 | 4 | 1 | 0 | 4 | 0 | 0
11 | 30 | 0 | 0 | 0 | 3 | 1 | 0 | 3 | 0 | 0
11 | 30 | 1 | 0 | 0 | 3 | 1 | 0 | 3 | 0 | 0
11 | 30 | 2 | 0 | 0 | 2 | 1 | 0 | 2 | 0 | 0
11 | 30 | 3 | 0 | 0 | 2 | 1 | 0 | 2 | 0 | 0
11 | 30 | 4 | 0 | 0 | 1 | 1 | 0 | 1 | 0 | 0
11 | 30 | 5 | 0 | 0 | 1 | 2 | 0 | 1 | 0 | 0
11 | 30 | 6 | 0 | 0 | 2 | 2 | 0 | 2 | 0 | 0
11 | 30 | 7 | 710 | 32 | 5 | 2 | 284.962 | 10.849 | 229.448 | 219.241
11 | 30 | 8 | 166 | 136 | 8 | 3 | 239.666 | 12.862 | 214.055 | 204.252
11 | 30 | 9 | 210 | 203 | 12 | 4 | 368.084 | 19.107 | 323.047 | 310.195
11 | 30 | 10 | 262 | 247 | 14 | 4 | 487.975 | 23.989 | 420.094 | 404.156
11 | 30 | 11 | 228 | 271 | 15 | 4 | 487.159 | 25.214 | 417.437 | 401.589
11 | 30 | 12 | 168 | 261 | 16 | 4 | 423.341 | 24.824 | 363.377 | 349.285
11 | 30 | 13 | 982 | 56 | 16 | 4 | 762.807 | 31.975 | 626.667 | 602.994
11 | 30 | 14 | 912 | 50 | 15 | 3 | 581.176 | 29.181 | 474.157 | 456.347
11 | 30 | 15 | 193 | 73 | 12 | 2 | 161.873 | 16.518 | 137.32 | 129.398
11 | 30 | 16 | 0 | 0 | 7 | 0 | 0 | 7 | 0 | 0
11 | 30 | 17 | 0 | 0 | 6 | 0 | 0 | 6 | 0 | 0
11 | 30 | 18 | 0 | 0 | 5 | 0 | 0 | 5 | 0 | 0
11 | 30 | 19 | 0 | 0 | 4 | 0 | 0 | 4 | 0 | 0
11 | 30 | 20 | 0 | 0 | 4 | 0 | 0 | 4 | 0 | 0
11 | 30 | 21 | 0 | 0 | 3 | 0 | 0 | 3 | 0 | 0
11 | 30 | 22 | 0 | 0 | 3 | 0 | 0 | 3 | 0 | 0
11 | 30 | 23 | 0 | 0 | 2 | 0 | 0 | 2 | 0 | 0
12 | 1 | 0 | 0 | 0 | 2 | 0 | 0 | 2 | 0 | 0
12 | 1 | 1 | 0 | 0 | 2 | 0 | 0 | 2 | 0 | 0
12 | 1 | 2 | 0 | 0 | 2 | 0 | 0 | 2 | 0 | 0
12 | 1 | 3 | 0 | 0 | 2 | 0 | 0 | 2 | 0 | 0
12 | 1 | 4 | 0 | 0 | 1 | 0 | 0 | 1 | 0 | 0
12 | 1 | 5 | 0 | 0 | 1 | 0 | 0 | 1 | 0 | 0
12 | 1 | 6 | 0 | 0 | 1 | 0 | 0 | 1 | 0 | 0
12 | 1 | 7 | 655 | 33 | 4 | 0 | 267.436 | 12.41 | 214.165 | 204.359
12 | 1 | 8 | 856 | 47 | 7 | 1 | 511.982 | 22.518 | 426.997 | 410.826
12 | 1 | 9 | 942 | 53 | 10 | 1 | 704.076 | 32.284 | 575.811 | 554.189
12 | 1 | 10 | 979 | 58 | 12 | 2 | 829.541 | 34.462 | 676.834 | 651.043
12 | 1 | 11 | 994 | 58 | 13 | 2 | 878.712 | 37.032 | 709.33 | 682.117
12 | 1 | 12 | 986 | 57 | 14 | 3 | 847.959 | 34.641 | 691.828 | 665.385
12 | 1 | 13 | 951 | 55 | 14 | 3 | 739.122 | 32.072 | 606.891 | 584.027
12 | 1 | 14 | 431 | 122 | 13 | 2 | 393.765 | 24.276 | 332.026 | 318.903
12 | 1 | 15 | 705 | 38 | 10 | 1 | 324.39 | 20.222 | 258.751 | 247.751
12 | 1 | 16 | 0 | 0 | 8 | 0 | 0 | 8 | 0 | 0
12 | 1 | 17 | 0 | 0 | 6 | 0 | 0 | 6 | 0 | 0
12 | 1 | 18 | 0 | 0 | 5 | 0 | 0 | 5 | 0 | 0
12 | 1 | 19 | 0 | 0 | 5 | 0 | 0 | 5 | 0 | 0
12 | 1 | 20 | 0 | 0 | 5 | 0 | 0 | 5 | 0 | 0
12 | 1 | 21 | 0 | 0 | 5 | 0 | 0 | 5 | 0 | 0
12 | 1 | 22 | 0 | 0 | 5 | 0 | 0 | 5 | 0 | 0
12 | 1 | 23 | 0 | 0 | 5 | 0 | 0 | 5 | 0 | 0
12 | 2 | 0 | 0 | 0 | 5 | 0 | 0 | 5 | 0 | 0
12 | 2 | 1 | 0 | 0 | 5 | 0 | 0 | 5 | 0 | 0
12 | 2 | 2 | 0 | 0 | 5 | 0 | 0 | 5 | 0 | 0
12 | 2 | 3 | 0 | 0 | 5 | 0 | 0 | 5 | 0 | 0
12 | 2 | 4 | 0 | 0 | 5 | 0 | 0 | 5 | 0 | 0
12 | 2 | 5 | 0 | 0 | 4 | 0 | 0 | 4 | 0 | 0
12 | 2 | 6 | 0 | 0 | 4 | 0 | 0 | 4 | 0 | 0
12 | 2 | 7 | 0 | 3 | 6 | 0 | 2.835 | 1.677 | 2.703 | 0
12 | 2 | 8 | 582 | 83 | 8 | 1 | 413.424 | 19.082 | 352.507 | 338.755
12 | 2 | 9 | 340 | 184 | 10 | 2 | 441.6 | 21.514 | 382.395 | 367.698
12 | 2 | 10 | 125 | 250 | 11 | 2 | 375.086 | 20.814 | 328.031 | 315.029
12 | 2 | 11 | 100 | 265 | 13 | 3 | 365.353 | 21.129 | 319.296 | 306.557
12 | 2 | 12 | 483 | 203 | 14 | 4 | 624.321 | 26.93 | 529.638 | 509.795
12 | 2 | 13 | 239 | 212 | 13 | 4 | 403.833 | 21.705 | 350.477 | 336.788
12 | 2 | 14 | 132 | 151 | 12 | 3 | 243.249 | 17.267 | 214.237 | 204.429
12 | 2 | 15 | 98 | 76 | 10 | 2 | 124.212 | 12.269 | 109.334 | 102.043
12 | 2 | 16 | 0 | 0 | 8 | 1 | 0 | 8 | 0 | 0
12 | 2 | 17 | 0 | 0 | 7 | 1 | 0 | 7 | 0 | 0
12 | 2 | 18 | 0 | 0 | 7 | 1 | 0 | 7 | 0 | 0
12 | 2 | 19 | 0 | 0 | 7 | 1 | 0 | 7 | 0 | 0
12 | 2 | 20 | 0 | 0 | 7 | 1 | 0 | 7 | 0 | 0
12 | 2 | 21 | 0 | 0 | 7 | 1 | 0 | 7 | 0 | 0
12 | 2 | 22 | 0 | 0 | 7 | 1 | 0 | 7 | 0 | 0
12 | 2 | 23 | 0 | 0 | 7 | 1 | 0 | 7 | 0 | 0
12 | 3 | 0 | 0 | 0 | 7 | 1 | 0 | 7 | 0 | 0
12 | 3 | 1 | 0 | 0 | 7 | 1 | 0 | 7 | 0 | 0
12 | 3 | 2 | 0 | 0 | 7 | 2 | 0 | 7 | 0 | 0
12 | 3 | 3 | 0 | 0 | 7 | 2 | 0 | 7 | 0 | 0
12 | 3 | 4 | 0 | 0 | 7 | 2 | 0 | 7 | 0 | 0
12 | 3 | 5 | 0 | 0 | 7 | 2 | 0 | 7 | 0 | 0
12 | 3 | 6 | 0 | 0 | 7 | 2 | 0 | 7 | 0 | 0
12 | 3 | 7 | 24 | 54 | 7 | 2 | 65.897 | 6.696 | 60.378 | 54.122
12 | 3 | 8 | 0 | 89 | 8 | 2 | 86.929 | 8.552 | 80.463 | 73.794
12 | 3 | 9 | 101 | 199 | 9 | 3 | 280.857 | 14.331 | 252.403 | 241.577
12 | 3 | 10 | 30 | 210 | 10 | 3 | 244.557 | 14.97 | 219.883 | 209.928
12 | 3 | 11 | 10 | 182 | 11 | 3 | 188.066 | 14.495 | 169.53 | 160.845
12 | 3 | 12 | 17 | 194 | 12 | 3 | 206.711 | 15.803 | 185.211 | 176.141
12 | 3 | 13 | 0 | 78 | 11 | 3 | 74.124 | 11.592 | 67.701 | 61.296
12 | 3 | 14 | 0 | 49 | 10 | 3 | 46.494 | 9.528 | 42.853 | 36.946
12 | 3 | 15 | 2 | 68 | 8 | 2 | 69.16 | 7.977 | 64.098 | 57.767
12 | 3 | 16 | 0 | 0 | 5 | 1 | 0 | 5 | 0 | 0
12 | 3 | 17 | 0 | 0 | 3 | 1 | 0 | 3 | 0 | 0
12 | 3 | 18 | 0 | 0 | 3 | 1 | 0 | 3 | 0 | 0
12 | 3 | 19 | 0 | 0 | 3 | 1 | 0 | 3 | 0 | 0
12 | 3 | 20 | 0 | 0 | 3 | 1 | 0 | 3 | 0 | 0
12 | 3 | 21 | 0 | 0 | 3 | 1 | 0 | 3 | 0 | 0
12 | 3 | 22 | 0 | 0 | 2 | 0 | 0 | 2 | 0 | 0
12 | 3 | 23 | 0 | 0 | 2 | 0 | 0 | 2 | 0 | 0
12 | 4 | 0 | 0 | 0 | 2 | 0 | 0 | 2 | 0 | 0
12 | 4 | 1 | 0 | 0 | 2 | 0 | 0 | 2 | 0 | 0
12 | 4 | 2 | 0 | 0 | 1 | 0 | 0 | 1 | 0 | 0
12 | 4 | 3 | 0 | 0 | 1 | 0 | 0 | 1 | 0 | 0
12 | 4 | 4 | 0 | 0 | 0 | 0 | 0 | 0 | 0 | 0
12 | 4 | 5 | 0 | 0 | 0 | 0 | 0 | 0 | 0 | 0
12 | 4 | 6 | 0 | 0 | 0 | 0 | 0 | 0 | 0 | 0
12 | 4 | 7 | 0 | 13 | 2 | 1 | 12.302 | -0.414 | 11.832 | 6.515
12 | 4 | 8 | 0 | 12 | 5 | 2 | 11.361 | 3.157 | 10.763 | 5.465
12 | 4 | 9 | 127 | 200 | 7 | 3 | 308.124 | 12.794 | 278.632 | 267.076
12 | 4 | 10 | 1001 | 58 | 9 | 3 | 841.108 | 28.259 | 706.956 | 679.848
12 | 4 | 11 | 1021 | 58 | 10 | 3 | 896.18 | 31.811 | 742.085 | 713.399
12 | 4 | 12 | 1018 | 57 | 10 | 3 | 870.065 | 31.346 | 721.244 | 693.499
12 | 4 | 13 | 989 | 54 | 10 | 2 | 763.041 | 31.383 | 628.487 | 604.739
12 | 4 | 14 | 918 | 49 | 9 | 2 | 583.023 | 25.437 | 484.105 | 465.939
12 | 4 | 15 | 755 | 37 | 7 | 1 | 341.435 | 18.789 | 273.753 | 262.335
12 | 4 | 16 | 0 | 0 | 5 | 0 | 0 | 5 | 0 | 0
12 | 4 | 17 | 0 | 0 | 3 | 0 | 0 | 3 | 0 | 0
12 | 4 | 18 | 0 | 0 | 2 | 0 | 0 | 2 | 0 | 0
12 | 4 | 19 | 0 | 0 | 2 | 0 | 0 | 2 | 0 | 0
12 | 4 | 20 | 0 | 0 | 1 | 0 | 0 | 1 | 0 | 0
12 | 4 | 21 | 0 | 0 | 0 | 0 | 0 | 0 | 0 | 0
12 | 4 | 22 | 0 | 0 | 0 | 0 | 0 | 0 | 0 | 0
12 | 4 | 23 | 0 | 0 | 0 | 0 | 0 | 0 | 0 | 0
12 | 5 | 0 | 0 | 0 | 0 | 0 | 0 | 0 | 0 | 0
12 | 5 | 1 | 0 | 0 | 0 | 0 | 0 | 0 | 0 | 0
12 | 5 | 2 | 0 | 0 | 0 | 0 | 0 | 0 | 0 | 0
12 | 5 | 3 | 0 | 0 | 0 | 0 | 0 | 0 | 0 | 0
12 | 5 | 4 | 0 | 0 | 0 | 0 | 0 | 0 | 0 | 0
12 | 5 | 5 | 0 | 0 | 0 | 0 | 0 | 0 | 0 | 0
12 | 5 | 6 | 0 | 0 | 0 | 0 | 0 | 0 | 0 | 0
12 | 5 | 7 | 321 | 46 | 2 | 0 | 167.687 | 5.963 | 141.864 | 133.836
12 | 5 | 8 | 874 | 46 | 5 | 0 | 512.481 | 24.265 | 422.812 | 406.782
12 | 5 | 9 | 955 | 54 | 8 | 1 | 706.233 | 30.461 | 582.129 | 560.257
12 | 5 | 10 | 984 | 60 | 10 | 1 | 828.868 | 36.718 | 668.485 | 643.053
12 | 5 | 11 | 992 | 63 | 11 | 2 | 877.652 | 35.109 | 715.089 | 687.62
12 | 5 | 12 | 983 | 62 | 12 | 2 | 847.943 | 35.458 | 688.907 | 662.592
12 | 5 | 13 | 951 | 58 | 12 | 2 | 740.956 | 32.66 | 606.573 | 583.721
12 | 5 | 14 | 877 | 51 | 11 | 1 | 562.416 | 30.095 | 456.898 | 439.698
12 | 5 | 15 | 388 | 60 | 9 | 0 | 228.299 | 21.195 | 185.367 | 176.293
12 | 5 | 16 | 0 | 0 | 6 | 0 | 0 | 6 | 0 | 0
12 | 5 | 17 | 0 | 0 | 5 | 0 | 0 | 5 | 0 | 0
12 | 5 | 18 | 0 | 0 | 5 | 0 | 0 | 5 | 0 | 0
12 | 5 | 19 | 0 | 0 | 5 | 0 | 0 | 5 | 0 | 0
12 | 5 | 20 | 0 | 0 | 4 | 0 | 0 | 4 | 0 | 0
12 | 5 | 21 | 0 | 0 | 4 | 0 | 0 | 4 | 0 | 0
12 | 5 | 22 | 0 | 0 | 3 | 1 | 0 | 3 | 0 | 0
12 | 5 | 23 | 0 | 0 | 2 | 1 | 0 | 2 | 0 | 0
12 | 6 | 0 | 0 | 0 | 2 | 1 | 0 | 2 | 0 | 0
12 | 6 | 1 | 0 | 0 | 2 | 1 | 0 | 2 | 0 | 0
12 | 6 | 2 | 0 | 0 | 1 | 1 | 0 | 1 | 0 | 0
12 | 6 | 3 | 0 | 0 | 1 | 1 | 0 | 1 | 0 | 0
12 | 6 | 4 | 0 | 0 | 1 | 1 | 0 | 1 | 0 | 0
12 | 6 | 5 | 0 | 0 | 1 | 1 | 0 | 1 | 0 | 0
12 | 6 | 6 | 0 | 0 | 1 | 1 | 0 | 1 | 0 | 0
12 | 6 | 7 | 279 | 47 | 3 | 1 | 154.708 | 5.555 | 131.843 | 124.047
12 | 6 | 8 | 613 | 74 | 6 | 2 | 414.223 | 15.95 | 357.032 | 343.139
12 | 6 | 9 | 866 | 62 | 9 | 3 | 655.019 | 24.169 | 556.389 | 535.526
12 | 6 | 10 | 989 | 57 | 12 | 2 | 827.394 | 34.256 | 675.375 | 649.646
12 | 6 | 11 | 1006 | 57 | 14 | 2 | 880.315 | 38.014 | 706.902 | 679.796
12 | 6 | 12 | 1001 | 56 | 15 | 2 | 853.887 | 38.463 | 683.362 | 657.288
12 | 6 | 13 | 581 | 140 | 16 | 1 | 579.579 | 35.844 | 468.292 | 450.691
12 | 6 | 14 | 903 | 48 | 15 | 0 | 573.571 | 38.695 | 446.536 | 429.696
12 | 6 | 15 | 439 | 55 | 12 | 0 | 244.507 | 24.763 | 194.437 | 185.135
12 | 6 | 16 | 0 | 0 | 9 | 0 | 0 | 9 | 0 | 0
12 | 6 | 17 | 0 | 0 | 7 | 1 | 0 | 7 | 0 | 0
12 | 6 | 18 | 0 | 0 | 7 | 1 | 0 | 7 | 0 | 0
12 | 6 | 19 | 0 | 0 | 7 | 0 | 0 | 7 | 0 | 0
12 | 6 | 20 | 0 | 0 | 6 | 0 | 0 | 6 | 0 | 0
12 | 6 | 21 | 0 | 0 | 6 | 0 | 0 | 6 | 0 | 0
12 | 6 | 22 | 0 | 0 | 6 | 0 | 0 | 6 | 0 | 0
12 | 6 | 23 | 0 | 0 | 5 | 1 | 0 | 5 | 0 | 0
12 | 7 | 0 | 0 | 0 | 4 | 1 | 0 | 4 | 0 | 0
12 | 7 | 1 | 0 | 0 | 3 | 1 | 0 | 3 | 0 | 0
12 | 7 | 2 | 0 | 0 | 3 | 1 | 0 | 3 | 0 | 0
12 | 7 | 3 | 0 | 0 | 3 | 1 | 0 | 3 | 0 | 0
12 | 7 | 4 | 0 | 0 | 3 | 1 | 0 | 3 | 0 | 0
12 | 7 | 5 | 0 | 0 | 4 | 2 | 0 | 4 | 0 | 0
12 | 7 | 6 | 0 | 0 | 5 | 2 | 0 | 5 | 0 | 0
12 | 7 | 7 | 671 | 30 | 7 | 3 | 259.213 | 11.562 | 205.6 | 196.015
12 | 7 | 8 | 887 | 44 | 10 | 4 | 512.941 | 20.333 | 430.327 | 414.043
12 | 7 | 9 | 975 | 51 | 13 | 5 | 712.104 | 26.404 | 598.101 | 575.592
12 | 7 | 10 | 1012 | 57 | 15 | 6 | 843.34 | 29.58 | 704.123 | 677.14
12 | 7 | 11 | 1025 | 60 | 16 | 6 | 898.05 | 31.713 | 743.854 | 715.087
12 | 7 | 12 | 1014 | 61 | 16 | 6 | 869.468 | 31.285 | 720.885 | 693.157
12 | 7 | 13 | 984 | 58 | 16 | 5 | 763.583 | 30.99 | 630.125 | 606.308
12 | 7 | 14 | 911 | 52 | 15 | 4 | 583.281 | 27.853 | 478.967 | 460.986
12 | 7 | 15 | 746 | 39 | 13 | 3 | 343.626 | 21.15 | 273.207 | 261.804
12 | 7 | 16 | 0 | 0 | 9 | 2 | 0 | 9 | 0 | 0
12 | 7 | 17 | 0 | 0 | 7 | 2 | 0 | 7 | 0 | 0
12 | 7 | 18 | 0 | 0 | 7 | 2 | 0 | 7 | 0 | 0
12 | 7 | 19 | 0 | 0 | 6 | 2 | 0 | 6 | 0 | 0
12 | 7 | 20 | 0 | 0 | 6 | 2 | 0 | 6 | 0 | 0
12 | 7 | 21 | 0 | 0 | 6 | 2 | 0 | 6 | 0 | 0
12 | 7 | 22 | 0 | 0 | 5 | 2 | 0 | 5 | 0 | 0
12 | 7 | 23 | 0 | 0 | 4 | 2 | 0 | 4 | 0 | 0
12 | 8 | 0 | 0 | 0 | 4 | 3 | 0 | 4 | 0 | 0
12 | 8 | 1 | 0 | 0 | 4 | 3 | 0 | 4 | 0 | 0
12 | 8 | 2 | 0 | 0 | 3 | 3 | 0 | 3 | 0 | 0
12 | 8 | 3 | 0 | 0 | 3 | 2 | 0 | 3 | 0 | 0
12 | 8 | 4 | 0 | 0 | 2 | 2 | 0 | 2 | 0 | 0
12 | 8 | 5 | 0 | 0 | 2 | 2 | 0 | 2 | 0 | 0
12 | 8 | 6 | 0 | 0 | 2 | 2 | 0 | 2 | 0 | 0
12 | 8 | 7 | 648 | 33 | 5 | 2 | 254.615 | 10.003 | 203.688 | 194.151
12 | 8 | 8 | 873 | 50 | 8 | 3 | 511.412 | 19.362 | 431.028 | 414.72
12 | 8 | 9 | 966 | 58 | 11 | 4 | 712.973 | 26.19 | 599.424 | 576.862
12 | 8 | 10 | 1009 | 63 | 14 | 4 | 846.873 | 32.385 | 697.519 | 670.827
12 | 8 | 11 | 1026 | 63 | 15 | 3 | 901.393 | 36.743 | 728.372 | 700.308
12 | 8 | 12 | 1021 | 62 | 16 | 3 | 875.513 | 37.247 | 704.913 | 677.896
12 | 8 | 13 | 991 | 58 | 16 | 2 | 768.348 | 37.26 | 614.815 | 591.628
12 | 8 | 14 | 919 | 51 | 15 | 1 | 586.887 | 34.736 | 466.111 | 448.587
12 | 8 | 15 | 757 | 38 | 11 | 1 | 345.501 | 22.82 | 272.394 | 261.014
12 | 8 | 16 | 0 | 0 | 8 | 1 | 0 | 8 | 0 | 0
12 | 8 | 17 | 0 | 0 | 6 | 1 | 0 | 6 | 0 | 0
12 | 8 | 18 | 0 | 0 | 5 | 1 | 0 | 5 | 0 | 0
12 | 8 | 19 | 0 | 0 | 4 | 1 | 0 | 4 | 0 | 0
12 | 8 | 20 | 0 | 0 | 3 | 1 | 0 | 3 | 0 | 0
12 | 8 | 21 | 0 | 0 | 3 | 1 | 0 | 3 | 0 | 0
12 | 8 | 22 | 0 | 0 | 3 | 1 | 0 | 3 | 0 | 0
12 | 8 | 23 | 0 | 0 | 2 | 1 | 0 | 2 | 0 | 0
12 | 9 | 0 | 0 | 0 | 2 | 1 | 0 | 2 | 0 | 0
12 | 9 | 1 | 0 | 0 | 2 | 1 | 0 | 2 | 0 | 0
12 | 9 | 2 | 0 | 0 | 2 | 1 | 0 | 2 | 0 | 0
12 | 9 | 3 | 0 | 0 | 1 | 1 | 0 | 1 | 0 | 0
12 | 9 | 4 | 0 | 0 | 1 | 1 | 0 | 1 | 0 | 0
12 | 9 | 5 | 0 | 0 | 1 | 1 | 0 | 1 | 0 | 0
12 | 9 | 6 | 0 | 0 | 1 | 1 | 0 | 1 | 0 | 0
12 | 9 | 7 | 663 | 31 | 4 | 1 | 255.245 | 9.956 | 203.426 | 193.896
12 | 9 | 8 | 882 | 46 | 9 | 2 | 509.26 | 21.803 | 423.944 | 407.876
12 | 9 | 9 | 966 | 55 | 12 | 4 | 707.551 | 27.049 | 592.267 | 569.992
12 | 9 | 10 | 1000 | 60 | 13 | 5 | 834.915 | 29.099 | 698.585 | 671.846
12 | 9 | 11 | 1008 | 62 | 14 | 5 | 884.729 | 31.268 | 734.338 | 706.004
12 | 9 | 12 | 995 | 62 | 13 | 5 | 854.685 | 29.767 | 713.798 | 686.386
12 | 9 | 13 | 948 | 62 | 12 | 5 | 743.08 | 26.557 | 626.413 | 602.75
12 | 9 | 14 | 511 | 108 | 10 | 5 | 424.142 | 18.154 | 367.103 | 352.894
12 | 9 | 15 | 0 | 65 | 7 | 4 | 65.033 | 7.731 | 60.411 | 54.155
12 | 9 | 16 | 0 | 0 | 4 | 2 | 0 | 4 | 0 | 0
12 | 9 | 17 | 0 | 0 | 2 | 1 | 0 | 2 | 0 | 0
12 | 9 | 18 | 0 | 0 | 1 | 1 | 0 | 1 | 0 | 0
12 | 9 | 19 | 0 | 0 | 1 | 1 | 0 | 1 | 0 | 0
12 | 9 | 20 | 0 | 0 | 1 | 1 | 0 | 1 | 0 | 0
12 | 9 | 21 | 0 | 0 | 0 | 0 | 0 | 0 | 0 | 0
12 | 9 | 22 | 0 | 0 | 0 | 0 | 0 | 0 | 0 | 0
12 | 9 | 23 | 0 | 0 | 0 | 0 | 0 | 0 | 0 | 0
12 | 10 | 0 | 0 | 0 | 0 | 0 | 0 | 0 | 0 | 0
12 | 10 | 1 | 0 | 0 | 0 | 0 | 0 | 0 | 0 | 0
12 | 10 | 2 | 0 | 0 | 0 | 0 | 0 | 0 | 0 | 0
12 | 10 | 3 | 0 | 0 | 0 | 0 | 0 | 0 | 0 | 0
12 | 10 | 4 | 0 | 0 | 0 | 0 | 0 | 0 | 0 | 0
12 | 10 | 5 | 0 | 0 | 0 | 0 | 0 | 0 | 0 | 0
12 | 10 | 6 | 0 | 0 | 0 | 0 | 0 | 0 | 0 | 0
12 | 10 | 7 | 530 | 37 | 1 | 0 | 221.445 | 7.454 | 180.448 | 171.496
12 | 10 | 8 | 801 | 56 | 4 | 1 | 481.472 | 18.441 | 407.646 | 392.123
12 | 10 | 9 | 911 | 64 | 7 | 2 | 680.714 | 25.139 | 575.051 | 553.459
12 | 10 | 10 | 958 | 69 | 8 | 3 | 812.696 | 27.564 | 685.016 | 658.87
12 | 10 | 11 | 420 | 227 | 9 | 4 | 598.199 | 22.384 | 518.788 | 499.353
12 | 10 | 12 | 58 | 234 | 9 | 4 | 295.076 | 15.249 | 264.892 | 253.721
12 | 10 | 13 | 347 | 194 | 8 | 3 | 467.971 | 18.427 | 411.701 | 396.044
12 | 10 | 14 | 1 | 116 | 7 | 2 | 115.714 | 9.841 | 106.487 | 99.259
12 | 10 | 15 | 0 | 50 | 5 | 1 | 48.257 | 4.591 | 45.44 | 39.482
12 | 10 | 16 | 0 | 0 | 4 | 0 | 0 | 4 | 0 | 0
12 | 10 | 17 | 0 | 0 | 3 | 0 | 0 | 3 | 0 | 0
12 | 10 | 18 | 0 | 0 | 2 | 0 | 0 | 2 | 0 | 0
12 | 10 | 19 | 0 | 0 | 2 | 0 | 0 | 2 | 0 | 0
12 | 10 | 20 | 0 | 0 | 1 | 0 | 0 | 1 | 0 | 0
12 | 10 | 21 | 0 | 0 | 0 | 0 | 0 | 0 | 0 | 0
12 | 10 | 22 | 0 | 0 | 0 | 0 | 0 | 0 | 0 | 0
12 | 10 | 23 | 0 | 0 | 0 | 0 | 0 | 0 | 0 | 0
12 | 11 | 0 | 0 | 0 | -1 | 1 | 0 | -1 | 0 | 0
12 | 11 | 1 | 0 | 0 | -1 | 0 | 0 | -1 | 0 | 0
12 | 11 | 2 | 0 | 0 | -1 | 0 | 0 | -1 | 0 | 0
12 | 11 | 3 | 0 | 0 | -1 | 0 | 0 | -1 | 0 | 0
12 | 11 | 4 | 0 | 0 | -1 | 0 | 0 | -1 | 0 | 0
12 | 11 | 5 | 0 | 0 | -1 | 0 | 0 | -1 | 0 | 0
12 | 11 | 6 | 0 | 0 | -1 | 0 | 0 | -1 | 0 | 0
12 | 11 | 7 | 73 | 48 | 1 | 1 | 79.335 | 0.917 | 72.247 | 65.749
12 | 11 | 8 | 509 | 86 | 3 | 2 | 368.294 | 11.462 | 324.146 | 311.261
12 | 11 | 9 | 177 | 192 | 5 | 3 | 330.88 | 12.335 | 299.249 | 287.101
12 | 11 | 10 | 485 | 189 | 6 | 4 | 595.785 | 18.305 | 525.421 | 505.737
12 | 11 | 11 | 316 | 248 | 7 | 5 | 539.602 | 17.154 | 479.553 | 461.551
12 | 11 | 12 | 219 | 251 | 8 | 5 | 451.316 | 16.339 | 402.59 | 387.234
12 | 11 | 13 | 288 | 202 | 8 | 4 | 436.186 | 17.048 | 386.439 | 371.611
12 | 11 | 14 | 905 | 49 | 8 | 3 | 577.822 | 21.421 | 489.115 | 470.769
12 | 11 | 15 | 750 | 37 | 5 | 2 | 343.573 | 14.535 | 281.666 | 270.023
12 | 11 | 16 | 0 | 0 | 2 | 1 | 0 | 2 | 0 | 0
12 | 11 | 17 | 0 | 0 | 1 | 1 | 0 | 1 | 0 | 0
12 | 11 | 18 | 0 | 0 | 1 | 1 | 0 | 1 | 0 | 0
12 | 11 | 19 | 0 | 0 | 0 | 0 | 0 | 0 | 0 | 0
12 | 11 | 20 | 0 | 0 | 0 | 0 | 0 | 0 | 0 | 0
12 | 11 | 21 | 0 | 0 | 0 | 0 | 0 | 0 | 0 | 0
12 | 11 | 22 | 0 | 0 | 0 | 0 | 0 | 0 | 0 | 0
12 | 11 | 23 | 0 | 0 | 0 | 0 | 0 | 0 | 0 | 0
12 | 12 | 0 | 0 | 0 | 0 | 0 | 0 | 0 | 0 | 0
12 | 12 | 1 | 0 | 0 | 0 | 0 | 0 | 0 | 0 | 0
12 | 12 | 2 | 0 | 0 | 0 | 0 | 0 | 0 | 0 | 0
12 | 12 | 3 | 0 | 0 | 0 | 0 | 0 | 0 | 0 | 0
12 | 12 | 4 | 0 | 0 | 0 | 0 | 0 | 0 | 0 | 0
12 | 12 | 5 | 0 | 0 | 0 | 0 | 0 | 0 | 0 | 0
12 | 12 | 6 | 0 | 0 | 0 | 0 | 0 | 0 | 0 | 0
12 | 12 | 7 | 608 | 29 | 1 | 0 | 232.374 | 7.938 | 186.152 | 177.058
12 | 12 | 8 | 864 | 42 | 4 | 1 | 490.045 | 18.765 | 412.797 | 397.103
12 | 12 | 9 | 968 | 48 | 7 | 2 | 695.266 | 25.547 | 585.617 | 563.607
12 | 12 | 10 | 1010 | 53 | 8 | 3 | 829.843 | 27.999 | 697.751 | 671.049
12 | 12 | 11 | 1028 | 55 | 9 | 4 | 889.373 | 28.673 | 747.325 | 718.4
12 | 12 | 12 | 1023 | 55 | 10 | 4 | 866.676 | 29.279 | 725.405 | 697.474
12 | 12 | 13 | 990 | 53 | 10 | 3 | 761.71 | 28.772 | 635.252 | 611.223
12 | 12 | 14 | 924 | 47 | 9 | 3 | 586.704 | 23.446 | 491.945 | 473.496
12 | 12 | 15 | 770 | 35 | 6 | 2 | 349.614 | 15.711 | 284.953 | 273.216
12 | 12 | 16 | 0 | 0 | 3 | 1 | 0 | 3 | 0 | 0
12 | 12 | 17 | 0 | 0 | 3 | 1 | 0 | 3 | 0 | 0
12 | 12 | 18 | 0 | 0 | 3 | 0 | 0 | 3 | 0 | 0
12 | 12 | 19 | 0 | 0 | 2 | 0 | 0 | 2 | 0 | 0
12 | 12 | 20 | 0 | 0 | 2 | 0 | 0 | 2 | 0 | 0
12 | 12 | 21 | 0 | 0 | 1 | 0 | 0 | 1 | 0 | 0
12 | 12 | 22 | 0 | 0 | 1 | 0 | 0 | 1 | 0 | 0
12 | 12 | 23 | 0 | 0 | 1 | 0 | 0 | 1 | 0 | 0
12 | 13 | 0 | 0 | 0 | 1 | 0 | 0 | 1 | 0 | 0
12 | 13 | 1 | 0 | 0 | 1 | 0 | 0 | 1 | 0 | 0
12 | 13 | 2 | 0 | 0 | 1 | 0 | 0 | 1 | 0 | 0
12 | 13 | 3 | 0 | 0 | 0 | 0 | 0 | 0 | 0 | 0
12 | 13 | 4 | 0 | 0 | 0 | 0 | 0 | 0 | 0 | 0
12 | 13 | 5 | 0 | 0 | 1 | 0 | 0 | 1 | 0 | 0
12 | 13 | 6 | 0 | 0 | 1 | 0 | 0 | 1 | 0 | 0
12 | 13 | 7 | 380 | 38 | 2 | 0 | 172.751 | 6.22 | 142.848 | 134.798
12 | 13 | 8 | 531 | 81 | 5 | 1 | 372.006 | 15.695 | 320.668 | 307.887
12 | 13 | 9 | 949 | 49 | 8 | 1 | 682.59 | 29.127 | 565.159 | 543.954
12 | 13 | 10 | 994 | 52 | 10 | 0 | 815.347 | 42.232 | 638.988 | 614.804
12 | 13 | 11 | 1013 | 52 | 11 | 0 | 872.958 | 45.63 | 674.009 | 648.339
12 | 13 | 12 | 580 | 168 | 12 | 0 | 657.517 | 40.355 | 521.872 | 502.321
12 | 13 | 13 | 981 | 47 | 12 | 1 | 748.185 | 36.083 | 602.094 | 579.424
12 | 13 | 14 | 914 | 43 | 11 | 1 | 576.659 | 30.549 | 467.454 | 449.883
12 | 13 | 15 | 760 | 34 | 9 | 0 | 345.257 | 25.419 | 269.211 | 257.92
12 | 13 | 16 | 0 | 0 | 7 | 0 | 0 | 7 | 0 | 0
12 | 13 | 17 | 0 | 0 | 5 | 0 | 0 | 5 | 0 | 0
12 | 13 | 18 | 0 | 0 | 4 | 0 | 0 | 4 | 0 | 0
12 | 13 | 19 | 0 | 0 | 3 | 0 | 0 | 3 | 0 | 0
12 | 13 | 20 | 0 | 0 | 2 | 0 | 0 | 2 | 0 | 0
12 | 13 | 21 | 0 | 0 | 2 | 1 | 0 | 2 | 0 | 0
12 | 13 | 22 | 0 | 0 | 1 | 1 | 0 | 1 | 0 | 0
12 | 13 | 23 | 0 | 0 | 1 | 1 | 0 | 1 | 0 | 0
12 | 14 | 0 | 0 | 0 | 1 | 1 | 0 | 1 | 0 | 0
12 | 14 | 1 | 0 | 0 | 1 | 0 | 0 | 1 | 0 | 0
12 | 14 | 2 | 0 | 0 | 1 | 0 | 0 | 1 | 0 | 0
12 | 14 | 3 | 0 | 0 | 1 | 0 | 0 | 1 | 0 | 0
12 | 14 | 4 | 0 | 0 | 1 | 0 | 0 | 1 | 0 | 0
12 | 14 | 5 | 0 | 0 | 1 | 0 | 0 | 1 | 0 | 0
12 | 14 | 6 | 0 | 0 | 1 | 1 | 0 | 1 | 0 | 0
12 | 14 | 7 | 0 | 28 | 3 | 2 | 26.558 | 1.517 | 25.337 | 19.767
12 | 14 | 8 | 105 | 120 | 4 | 3 | 187.69 | 6.859 | 172.331 | 163.578
12 | 14 | 9 | 121 | 188 | 5 | 4 | 289.178 | 10.203 | 264.345 | 253.19
12 | 14 | 10 | 574 | 161 | 6 | 5 | 629.357 | 17.399 | 556.895 | 536.011
12 | 14 | 11 | 435 | 221 | 6 | 5 | 612.09 | 17.623 | 542.502 | 522.172
12 | 14 | 12 | 365 | 228 | 6 | 5 | 548.343 | 16.349 | 488.671 | 470.341
12 | 14 | 13 | 24 | 177 | 6 | 5 | 194.628 | 9.301 | 179.362 | 170.437
12 | 14 | 14 | 24 | 132 | 5 | 4 | 146.584 | 7.034 | 136.14 | 128.245
12 | 14 | 15 | 0 | 56 | 4 | 3 | 54.77 | 3.873 | 51.731 | 45.649
12 | 14 | 16 | 0 | 0 | 3 | 1 | 0 | 3 | 0 | 0
12 | 14 | 17 | 0 | 0 | 1 | 1 | 0 | 1 | 0 | 0
12 | 14 | 18 | 0 | 0 | 0 | 1 | 0 | 0 | 0 | 0
12 | 14 | 19 | 0 | 0 | 0 | 0 | 0 | 0 | 0 | 0
12 | 14 | 20 | 0 | 0 | 0 | 0 | 0 | 0 | 0 | 0
12 | 14 | 21 | 0 | 0 | 0 | 0 | 0 | 0 | 0 | 0
12 | 14 | 22 | 0 | 0 | 0 | 0 | 0 | 0 | 0 | 0
12 | 14 | 23 | 0 | 0 | -1 | 0 | 0 | -1 | 0 | 0
12 | 15 | 0 | 0 | 0 | -1 | 1 | 0 | -1 | 0 | 0
12 | 15 | 1 | 0 | 0 | -1 | 1 | 0 | -1 | 0 | 0
12 | 15 | 2 | 0 | 0 | -1 | 1 | 0 | -1 | 0 | 0
12 | 15 | 3 | 0 | 0 | -2 | 1 | 0 | -2 | 0 | 0
12 | 15 | 4 | 0 | 0 | -2 | 1 | 0 | -2 | 0 | 0
12 | 15 | 5 | 0 | 0 | -2 | 1 | 0 | -2 | 0 | 0
12 | 15 | 6 | 0 | 0 | -1 | 1 | 0 | -1 | 0 | 0
12 | 15 | 7 | 654 | 27 | 0 | 2 | 239.568 | 4.592 | 192.882 | 183.619
12 | 15 | 8 | 896 | 39 | 3 | 3 | 497.422 | 14.066 | 427.005 | 410.834
12 | 15 | 9 | 989 | 45 | 4 | 4 | 700.7 | 18.972 | 608.023 | 585.113
12 | 15 | 10 | 1023 | 52 | 5 | 5 | 834.932 | 21.082 | 724.988 | 697.076
12 | 15 | 11 | 1039 | 53 | 6 | 5 | 893.576 | 23.44 | 769.554 | 739.602
12 | 15 | 12 | 1032 | 52 | 7 | 5 | 869.436 | 24.066 | 745.865 | 717.006
12 | 15 | 13 | 996 | 53 | 6 | 4 | 766.887 | 23.201 | 656.676 | 631.747
12 | 15 | 14 | 932 | 46 | 5 | 4 | 592.196 | 18.165 | 508.988 | 489.915
12 | 15 | 15 | 785 | 34 | 3 | 3 | 356.94 | 11.607 | 296.688 | 284.614
12 | 15 | 16 | 0 | 0 | 1 | 1 | 0 | 1 | 0 | 0
12 | 15 | 17 | 0 | 0 | 0 | 1 | 0 | 0 | 0 | 0
12 | 15 | 18 | 0 | 0 | -1 | 1 | 0 | -1 | 0 | 0
12 | 15 | 19 | 0 | 0 | -1 | 1 | 0 | -1 | 0 | 0
12 | 15 | 20 | 0 | 0 | -1 | 1 | 0 | -1 | 0 | 0
12 | 15 | 21 | 0 | 0 | -1 | 1 | 0 | -1 | 0 | 0
12 | 15 | 22 | 0 | 0 | -1 | 1 | 0 | -1 | 0 | 0
12 | 15 | 23 | 0 | 0 | -1 | 1 | 0 | -1 | 0 | 0
12 | 16 | 0 | 0 | 0 | -1 | 1 | 0 | -1 | 0 | 0
12 | 16 | 1 | 0 | 0 | -1 | 1 | 0 | -1 | 0 | 0
12 | 16 | 2 | 0 | 0 | -2 | 1 | 0 | -2 | 0 | 0
12 | 16 | 3 | 0 | 0 | -2 | 1 | 0 | -2 | 0 | 0
12 | 16 | 4 | 0 | 0 | -2 | 1 | 0 | -2 | 0 | 0
12 | 16 | 5 | 0 | 0 | -2 | 1 | 0 | -2 | 0 | 0
12 | 16 | 6 | 0 | 0 | -1 | 1 | 0 | -1 | 0 | 0
12 | 16 | 7 | 648 | 25 | 1 | 1 | 233.862 | 6.251 | 186.32 | 177.222
12 | 16 | 8 | 878 | 40 | 3 | 2 | 488.241 | 15.295 | 416.692 | 400.868
12 | 16 | 9 | 967 | 47 | 6 | 2 | 687.569 | 24.378 | 581.833 | 559.974
12 | 16 | 10 | 1003 | 54 | 8 | 2 | 821.404 | 30.396 | 682.558 | 656.519
12 | 16 | 11 | 1019 | 55 | 9 | 1 | 879.638 | 37.707 | 707.116 | 680.001
12 | 16 | 12 | 1013 | 53 | 10 | 1 | 855.888 | 38.207 | 685.667 | 659.493
12 | 16 | 13 | 988 | 48 | 10 | 1 | 755.531 | 35.266 | 610.548 | 587.536
12 | 16 | 14 | 922 | 43 | 9 | 0 | 583.58 | 34.551 | 464.168 | 446.713
12 | 16 | 15 | 772 | 33 | 7 | 0 | 351.515 | 23.816 | 276.563 | 265.065
12 | 16 | 16 | 0 | 0 | 4 | 0 | 0 | 4 | 0 | 0
12 | 16 | 17 | 0 | 0 | 3 | 0 | 0 | 3 | 0 | 0
12 | 16 | 18 | 0 | 0 | 2 | 1 | 0 | 2 | 0 | 0
12 | 16 | 19 | 0 | 0 | 2 | 0 | 0 | 2 | 0 | 0
12 | 16 | 20 | 0 | 0 | 2 | 0 | 0 | 2 | 0 | 0
12 | 16 | 21 | 0 | 0 | 2 | 0 | 0 | 2 | 0 | 0
12 | 16 | 22 | 0 | 0 | 2 | 0 | 0 | 2 | 0 | 0
12 | 16 | 23 | 0 | 0 | 2 | 0 | 0 | 2 | 0 | 0
12 | 17 | 0 | 0 | 0 | 2 | 0 | 0 | 2 | 0 | 0
12 | 17 | 1 | 0 | 0 | 3 | 0 | 0 | 3 | 0 | 0
12 | 17 | 2 | 0 | 0 | 3 | 0 | 0 | 3 | 0 | 0
12 | 17 | 3 | 0 | 0 | 3 | 0 | 0 | 3 | 0 | 0
12 | 17 | 4 | 0 | 0 | 3 | 0 | 0 | 3 | 0 | 0
12 | 17 | 5 | 0 | 0 | 4 | 0 | 0 | 4 | 0 | 0
12 | 17 | 6 | 0 | 0 | 4 | 0 | 0 | 4 | 0 | 0
12 | 17 | 7 | 612 | 28 | 5 | 0 | 225.925 | 11.644 | 176.35 | 167.498
12 | 17 | 8 | 858 | 44 | 7 | 0 | 481.958 | 25.558 | 392.413 | 377.391
12 | 17 | 9 | 951 | 52 | 10 | 0 | 682.157 | 36.877 | 543.448 | 523.082
12 | 17 | 10 | 993 | 55 | 12 | 1 | 814.23 | 38.069 | 651.53 | 626.818
12 | 17 | 11 | 1005 | 58 | 13 | 2 | 871.782 | 36.813 | 703.938 | 676.963
12 | 17 | 12 | 996 | 57 | 14 | 2 | 847.68 | 37.332 | 682.102 | 656.083
12 | 17 | 13 | 299 | 199 | 13 | 2 | 441.243 | 25.883 | 375.245 | 360.777
12 | 17 | 14 | 894 | 50 | 12 | 1 | 577.238 | 30.131 | 469.477 | 451.834
12 | 17 | 15 | 747 | 38 | 9 | 0 | 349.056 | 25.553 | 273.203 | 261.8
12 | 17 | 16 | 268 | 10 | 7 | 0 | 78.445 | 11.589 | 56.749 | 50.567
12 | 17 | 17 | 0 | 0 | 6 | 0 | 0 | 6 | 0 | 0
12 | 17 | 18 | 0 | 0 | 5 | 0 | 0 | 5 | 0 | 0
12 | 17 | 19 | 0 | 0 | 4 | 0 | 0 | 4 | 0 | 0
12 | 17 | 20 | 0 | 0 | 4 | 0 | 0 | 4 | 0 | 0
12 | 17 | 21 | 0 | 0 | 3 | 0 | 0 | 3 | 0 | 0
12 | 17 | 22 | 0 | 0 | 3 | 0 | 0 | 3 | 0 | 0
12 | 17 | 23 | 0 | 0 | 3 | 0 | 0 | 3 | 0 | 0
12 | 18 | 0 | 0 | 0 | 2 | 0 | 0 | 2 | 0 | 0
12 | 18 | 1 | 0 | 0 | 2 | 0 | 0 | 2 | 0 | 0
12 | 18 | 2 | 0 | 0 | 1 | 1 | 0 | 1 | 0 | 0
12 | 18 | 3 | 0 | 0 | 1 | 1 | 0 | 1 | 0 | 0
12 | 18 | 4 | 0 | 0 | 1 | 1 | 0 | 1 | 0 | 0
12 | 18 | 5 | 0 | 0 | 1 | 1 | 0 | 1 | 0 | 0
12 | 18 | 6 | 0 | 0 | 1 | 1 | 0 | 1 | 0 | 0
12 | 18 | 7 | 616 | 28 | 3 | 1 | 226.061 | 7.981 | 178.998 | 170.081
12 | 18 | 8 | 868 | 44 | 6 | 2 | 485.485 | 18.128 | 408.879 | 393.315
12 | 18 | 9 | 966 | 51 | 10 | 2 | 689.371 | 28.268 | 572.596 | 551.101
12 | 18 | 10 | 1011 | 55 | 13 | 1 | 826.845 | 39.386 | 657.21 | 632.259
12 | 18 | 11 | 1028 | 56 | 15 | 1 | 887.19 | 43.495 | 692.528 | 666.055
12 | 18 | 12 | 1024 | 55 | 16 | 1 | 867.128 | 44.108 | 674.145 | 648.469
12 | 18 | 13 | 990 | 54 | 16 | 0 | 765.57 | 47.252 | 582.177 | 560.304
12 | 18 | 14 | 921 | 49 | 15 | 0 | 592.432 | 40.461 | 457.886 | 440.651
12 | 18 | 15 | 768 | 37 | 12 | 0 | 357.206 | 28.819 | 275.285 | 263.823
12 | 18 | 16 | 275 | 11 | 9 | 0 | 81.817 | 13.786 | 58.881 | 52.656
12 | 18 | 17 | 0 | 0 | 7 | 1 | 0 | 7 | 0 | 0
12 | 18 | 18 | 0 | 0 | 5 | 1 | 0 | 5 | 0 | 0
12 | 18 | 19 | 0 | 0 | 5 | 1 | 0 | 5 | 0 | 0
12 | 18 | 20 | 0 | 0 | 5 | 1 | 0 | 5 | 0 | 0
12 | 18 | 21 | 0 | 0 | 5 | 1 | 0 | 5 | 0 | 0
12 | 18 | 22 | 0 | 0 | 5 | 1 | 0 | 5 | 0 | 0
12 | 18 | 23 | 0 | 0 | 5 | 1 | 0 | 5 | 0 | 0
12 | 19 | 0 | 0 | 0 | 5 | 1 | 0 | 5 | 0 | 0
12 | 19 | 1 | 0 | 0 | 5 | 1 | 0 | 5 | 0 | 0
12 | 19 | 2 | 0 | 0 | 5 | 1 | 0 | 5 | 0 | 0
12 | 19 | 3 | 0 | 0 | 5 | 1 | 0 | 5 | 0 | 0
12 | 19 | 4 | 0 | 0 | 5 | 1 | 0 | 5 | 0 | 0
12 | 19 | 5 | 0 | 0 | 5 | 1 | 0 | 5 | 0 | 0
12 | 19 | 6 | 0 | 0 | 5 | 1 | 0 | 5 | 0 | 0
12 | 19 | 7 | 633 | 27 | 6 | 0 | 228.733 | 12.767 | 176.734 | 167.873
12 | 19 | 8 | 189 | 114 | 10 | 0 | 227.722 | 19.087 | 196.355 | 187.005
12 | 19 | 9 | 975 | 52 | 13 | 1 | 695.229 | 33.623 | 562.614 | 541.509
12 | 19 | 10 | 1018 | 56 | 16 | 1 | 832.522 | 42.376 | 651.718 | 626.999
12 | 19 | 11 | 1032 | 58 | 18 | 2 | 892.532 | 42.133 | 701.58 | 674.71
12 | 19 | 12 | 1025 | 58 | 19 | 2 | 871.832 | 42.748 | 682.588 | 656.548
12 | 19 | 13 | 993 | 55 | 19 | 2 | 769.617 | 40.154 | 607.109 | 584.236
12 | 19 | 14 | 925 | 50 | 17 | 1 | 597.022 | 36.939 | 469.803 | 452.149
12 | 19 | 15 | 767 | 39 | 13 | 1 | 360.477 | 25.275 | 282.929 | 271.251
12 | 19 | 16 | 0 | 17 | 10 | 0 | 16.121 | 12.182 | 14.686 | 9.316
12 | 19 | 17 | 0 | 0 | 9 | 0 | 0 | 9 | 0 | 0
12 | 19 | 18 | 0 | 0 | 8 | 0 | 0 | 8 | 0 | 0
12 | 19 | 19 | 0 | 0 | 7 | 1 | 0 | 7 | 0 | 0
12 | 19 | 20 | 0 | 0 | 6 | 1 | 0 | 6 | 0 | 0
12 | 19 | 21 | 0 | 0 | 5 | 1 | 0 | 5 | 0 | 0
12 | 19 | 22 | 0 | 0 | 5 | 1 | 0 | 5 | 0 | 0
12 | 19 | 23 | 0 | 0 | 5 | 1 | 0 | 5 | 0 | 0
12 | 20 | 0 | 0 | 0 | 5 | 1 | 0 | 5 | 0 | 0
12 | 20 | 1 | 0 | 0 | 5 | 1 | 0 | 5 | 0 | 0
12 | 20 | 2 | 0 | 0 | 4 | 1 | 0 | 4 | 0 | 0
12 | 20 | 3 | 0 | 0 | 3 | 1 | 0 | 3 | 0 | 0
12 | 20 | 4 | 0 | 0 | 2 | 1 | 0 | 2 | 0 | 0
12 | 20 | 5 | 0 | 0 | 2 | 1 | 0 | 2 | 0 | 0
12 | 20 | 6 | 0 | 0 | 2 | 0 | 0 | 2 | 0 | 0
12 | 20 | 7 | 176 | 41 | 4 | 0 | 110.517 | 5.016 | 94.895 | 87.919
12 | 20 | 8 | 216 | 112 | 6 | 1 | 238.253 | 11.996 | 211.587 | 201.848
12 | 20 | 9 | 520 | 135 | 7 | 2 | 500.784 | 19.561 | 435.236 | 418.785
12 | 20 | 10 | 408 | 203 | 9 | 2 | 540.016 | 23.442 | 465.095 | 447.607
12 | 20 | 11 | 371 | 233 | 10 | 3 | 564.466 | 23.33 | 487.4 | 469.116
12 | 20 | 12 | 717 | 130 | 10 | 4 | 726.309 | 25.609 | 619.219 | 595.853
12 | 20 | 13 | 511 | 160 | 10 | 4 | 555.903 | 22.273 | 479.818 | 461.807
12 | 20 | 14 | 365 | 133 | 9 | 4 | 373.59 | 16.895 | 327.016 | 314.045
12 | 20 | 15 | 8 | 72 | 7 | 3 | 75.902 | 8.065 | 70.11 | 63.656
12 | 20 | 16 | 0 | 6 | 5 | 2 | 5.674 | 3.239 | 5.373 | 0.174
12 | 20 | 17 | 0 | 0 | 3 | 2 | 0 | 3 | 0 | 0
12 | 20 | 18 | 0 | 0 | 3 | 2 | 0 | 3 | 0 | 0
12 | 20 | 19 | 0 | 0 | 2 | 1 | 0 | 2 | 0 | 0
12 | 20 | 20 | 0 | 0 | 2 | 1 | 0 | 2 | 0 | 0
12 | 20 | 21 | 0 | 0 | 2 | 2 | 0 | 2 | 0 | 0
12 | 20 | 22 | 0 | 0 | 3 | 2 | 0 | 3 | 0 | 0
12 | 20 | 23 | 0 | 0 | 3 | 3 | 0 | 3 | 0 | 0
12 | 21 | 0 | 0 | 0 | 3 | 3 | 0 | 3 | 0 | 0
12 | 21 | 1 | 0 | 0 | 3 | 3 | 0 | 3 | 0 | 0
12 | 21 | 2 | 0 | 0 | 4 | 4 | 0 | 4 | 0 | 0
12 | 21 | 3 | 0 | 0 | 4 | 4 | 0 | 4 | 0 | 0
12 | 21 | 4 | 0 | 0 | 3 | 4 | 0 | 3 | 0 | 0
12 | 21 | 5 | 0 | 0 | 3 | 3 | 0 | 3 | 0 | 0
12 | 21 | 6 | 0 | 0 | 3 | 3 | 0 | 3 | 0 | 0
12 | 21 | 7 | 525 | 30 | 3 | 3 | 198.063 | 6.041 | 158.564 | 150.143
12 | 21 | 8 | 786 | 52 | 4 | 3 | 454.134 | 13.887 | 390.127 | 375.18
12 | 21 | 9 | 8 | 142 | 5 | 4 | 146.532 | 7.606 | 136.094 | 128.2
12 | 21 | 10 | 0 | 116 | 6 | 4 | 112.084 | 7.162 | 104.376 | 97.195
12 | 21 | 11 | 0 | 130 | 7 | 3 | 126.034 | 8.579 | 116.646 | 109.193
12 | 21 | 12 | 0 | 89 | 8 | 3 | 84.692 | 8.599 | 78.376 | 71.751
12 | 21 | 13 | 38 | 190 | 8 | 3 | 228.375 | 12.038 | 207.869 | 198.225
12 | 21 | 14 | 179 | 152 | 7 | 2 | 273.766 | 13.356 | 245.024 | 234.399
12 | 21 | 15 | 734 | 39 | 5 | 1 | 351.613 | 15.575 | 289.366 | 277.503
12 | 21 | 16 | 266 | 12 | 3 | 0 | 83.262 | 7.83 | 62.351 | 56.056
12 | 21 | 17 | 0 | 0 | 2 | 0 | 0 | 2 | 0 | 0
12 | 21 | 18 | 0 | 0 | 2 | 0 | 0 | 2 | 0 | 0
12 | 21 | 19 | 0 | 0 | 1 | 0 | 0 | 1 | 0 | 0
12 | 21 | 20 | 0 | 0 | 1 | 0 | 0 | 1 | 0 | 0
12 | 21 | 21 | 0 | 0 | 1 | 0 | 0 | 1 | 0 | 0
12 | 21 | 22 | 0 | 0 | 0 | 0 | 0 | 0 | 0 | 0
12 | 21 | 23 | 0 | 0 | 0 | 0 | 0 | 0 | 0 | 0
12 | 22 | 0 | 0 | 0 | 0 | 0 | 0 | 0 | 0 | 0
12 | 22 | 1 | 0 | 0 | 0 | 0 | 0 | 0 | 0 | 0
12 | 22 | 2 | 0 | 0 | 0 | 0 | 0 | 0 | 0 | 0
12 | 22 | 3 | 0 | 0 | 0 | 0 | 0 | 0 | 0 | 0
12 | 22 | 4 | 0 | 0 | 0 | 0 | 0 | 0 | 0 | 0
12 | 22 | 5 | 0 | 0 | 0 | 0 | 0 | 0 | 0 | 0
12 | 22 | 6 | 0 | 0 | 0 | 0 | 0 | 0 | 0 | 0
12 | 22 | 7 | 589 | 25 | 2 | 0 | 210.112 | 7.933 | 165.101 | 156.523
12 | 22 | 8 | 845 | 41 | 5 | 0 | 465.398 | 22.927 | 382.549 | 367.847
12 | 22 | 9 | 945 | 49 | 8 | 0 | 669.118 | 34.492 | 538.909 | 518.716
12 | 22 | 10 | 997 | 51 | 10 | 0 | 808.75 | 41.963 | 634.329 | 610.339
12 | 22 | 11 | 1018 | 49 | 11 | 1 | 869.867 | 39.234 | 693.84 | 667.309
12 | 22 | 12 | 1011 | 48 | 12 | 2 | 849.669 | 35.478 | 690.028 | 663.664
12 | 22 | 13 | 978 | 48 | 12 | 2 | 752.873 | 32.968 | 615.577 | 592.359
12 | 22 | 14 | 364 | 134 | 11 | 1 | 375.123 | 24.529 | 317.13 | 304.455
12 | 22 | 15 | 763 | 34 | 9 | 0 | 356.096 | 24.214 | 281.139 | 269.512
12 | 22 | 16 | 0 | 19 | 7 | 0 | 18.239 | 9.279 | 16.828 | 11.419
12 | 22 | 17 | 0 | 0 | 5 | 0 | 0 | 5 | 0 | 0
12 | 22 | 18 | 0 | 0 | 5 | 0 | 0 | 5 | 0 | 0
12 | 22 | 19 | 0 | 0 | 4 | 0 | 0 | 4 | 0 | 0
12 | 22 | 20 | 0 | 0 | 3 | 0 | 0 | 3 | 0 | 0
12 | 22 | 21 | 0 | 0 | 2 | 0 | 0 | 2 | 0 | 0
12 | 22 | 22 | 0 | 0 | 2 | 0 | 0 | 2 | 0 | 0
12 | 22 | 23 | 0 | 0 | 2 | 0 | 0 | 2 | 0 | 0
12 | 23 | 0 | 0 | 0 | 1 | 0 | 0 | 1 | 0 | 0
12 | 23 | 1 | 0 | 0 | 1 | 0 | 0 | 1 | 0 | 0
12 | 23 | 2 | 0 | 0 | 1 | 0 | 0 | 1 | 0 | 0
12 | 23 | 3 | 0 | 0 | 1 | 0 | 0 | 1 | 0 | 0
12 | 23 | 4 | 0 | 0 | 1 | 0 | 0 | 1 | 0 | 0
12 | 23 | 5 | 0 | 0 | 1 | 0 | 0 | 1 | 0 | 0
12 | 23 | 6 | 0 | 0 | 1 | 0 | 0 | 1 | 0 | 0
12 | 23 | 7 | 542 | 27 | 3 | 0 | 198.332 | 8.4 | 156.135 | 147.772
12 | 23 | 8 | 809 | 45 | 5 | 0 | 451.871 | 22.35 | 372.6 | 358.216
12 | 23 | 9 | 917 | 52 | 7 | 1 | 654.049 | 27.698 | 544.397 | 523.995
12 | 23 | 10 | 962 | 58 | 9 | 2 | 790.87 | 30.462 | 656.792 | 631.859
12 | 23 | 11 | 331 | 240 | 10 | 2 | 540.91 | 25.393 | 462.657 | 445.255
12 | 23 | 12 | 362 | 228 | 11 | 2 | 546.831 | 25.7 | 466.776 | 449.229
12 | 23 | 13 | 478 | 170 | 11 | 2 | 545.277 | 25.678 | 463.457 | 446.026
12 | 23 | 14 | 23 | 135 | 10 | 2 | 149.239 | 14.048 | 134.439 | 126.583
12 | 23 | 15 | 127 | 80 | 8 | 1 | 142.858 | 11.042 | 126.237 | 118.569
12 | 23 | 16 | 283 | 12 | 5 | 1 | 87.979 | 6.126 | 66.304 | 59.928
12 | 23 | 17 | 0 | 0 | 3 | 1 | 0 | 3 | 0 | 0
12 | 23 | 18 | 0 | 0 | 2 | 1 | 0 | 2 | 0 | 0
12 | 23 | 19 | 0 | 0 | 2 | 1 | 0 | 2 | 0 | 0
12 | 23 | 20 | 0 | 0 | 1 | 1 | 0 | 1 | 0 | 0
12 | 23 | 21 | 0 | 0 | 1 | 1 | 0 | 1 | 0 | 0
12 | 23 | 22 | 0 | 0 | 0 | 1 | 0 | 0 | 0 | 0
12 | 23 | 23 | 0 | 0 | 0 | 1 | 0 | 0 | 0 | 0
12 | 24 | 0 | 0 | 0 | 0 | 1 | 0 | 0 | 0 | 0
12 | 24 | 1 | 0 | 0 | 0 | 1 | 0 | 0 | 0 | 0
12 | 24 | 2 | 0 | 0 | 0 | 1 | 0 | 0 | 0 | 0
12 | 24 | 3 | 0 | 0 | 0 | 1 | 0 | 0 | 0 | 0
12 | 24 | 4 | 0 | 0 | 0 | 2 | 0 | 0 | 0 | 0
12 | 24 | 5 | 0 | 0 | 0 | 2 | 0 | 0 | 0 | 0
12 | 24 | 6 | 0 | 0 | 0 | 2 | 0 | 0 | 0 | 0
12 | 24 | 7 | 636 | 25 | 1 | 3 | 221.907 | 4.636 | 175.916 | 167.075
12 | 24 | 8 | 889 | 39 | 4 | 4 | 481.901 | 13.555 | 412.768 | 397.076
12 | 24 | 9 | 986 | 47 | 7 | 5 | 691.075 | 19.924 | 596.239 | 573.805
12 | 24 | 10 | 1029 | 51 | 9 | 5 | 831.677 | 25.004 | 708.748 | 681.561
12 | 24 | 11 | 1044 | 54 | 10 | 4 | 896.81 | 29.802 | 749.339 | 720.321
12 | 24 | 12 | 1036 | 55 | 11 | 4 | 879.018 | 30.525 | 731.427 | 703.224
12 | 24 | 13 | 1002 | 54 | 11 | 3 | 779.353 | 30.176 | 646.099 | 621.617
12 | 24 | 14 | 344 | 138 | 10 | 2 | 361.231 | 20.607 | 311.194 | 298.695
12 | 24 | 15 | 515 | 54 | 7 | 1 | 285.177 | 15.866 | 237.565 | 227.142
12 | 24 | 16 | 0 | 18 | 5 | 1 | 17.071 | 4.527 | 16.078 | 10.683
12 | 24 | 17 | 0 | 0 | 3 | 1 | 0 | 3 | 0 | 0
12 | 24 | 18 | 0 | 0 | 3 | 1 | 0 | 3 | 0 | 0
12 | 24 | 19 | 0 | 0 | 2 | 1 | 0 | 2 | 0 | 0
12 | 24 | 20 | 0 | 0 | 2 | 1 | 0 | 2 | 0 | 0
12 | 24 | 21 | 0 | 0 | 2 | 1 | 0 | 2 | 0 | 0
12 | 24 | 22 | 0 | 0 | 2 | 1 | 0 | 2 | 0 | 0
12 | 24 | 23 | 0 | 0 | 2 | 1 | 0 | 2 | 0 | 0
12 | 25 | 0 | 0 | 0 | 1 | 1 | 0 | 1 | 0 | 0
12 | 25 | 1 | 0 | 0 | 1 | 1 | 0 | 1 | 0 | 0
12 | 25 | 2 | 0 | 0 | 1 | 1 | 0 | 1 | 0 | 0
12 | 25 | 3 | 0 | 0 | 0 | 1 | 0 | 0 | 0 | 0
12 | 25 | 4 | 0 | 0 | 0 | 1 | 0 | 0 | 0 | 0
12 | 25 | 5 | 0 | 0 | 0 | 1 | 0 | 0 | 0 | 0
12 | 25 | 6 | 0 | 0 | 0 | 1 | 0 | 0 | 0 | 0
12 | 25 | 7 | 641 | 23 | 2 | 1 | 219.667 | 6.767 | 171.85 | 163.108
12 | 25 | 8 | 891 | 37 | 5 | 2 | 479.234 | 16.958 | 403.956 | 388.555
12 | 25 | 9 | 987 | 44 | 8 | 2 | 687.154 | 26.263 | 575.476 | 553.868
12 | 25 | 10 | 1032 | 48 | 11 | 1 | 829.829 | 37.595 | 665.281 | 639.986
12 | 25 | 11 | 1049 | 50 | 12 | 1 | 895.989 | 40.973 | 708.424 | 681.251
12 | 25 | 12 | 1044 | 50 | 13 | 1 | 879.762 | 41.714 | 692.517 | 666.045
12 | 25 | 13 | 1016 | 48 | 13 | 1 | 782.965 | 38.94 | 621.682 | 598.214
12 | 25 | 14 | 886 | 50 | 11 | 0 | 581.89 | 36.522 | 459.666 | 442.369
12 | 25 | 15 | 810 | 36 | 8 | 0 | 381.922 | 25.796 | 300.083 | 287.91
12 | 25 | 16 | 358 | 13 | 6 | 0 | 106.758 | 12.086 | 77.635 | 71.025
12 | 25 | 17 | 0 | 0 | 5 | 0 | 0 | 5 | 0 | 0
12 | 25 | 18 | 0 | 0 | 5 | 0 | 0 | 5 | 0 | 0
12 | 25 | 19 | 0 | 0 | 4 | 0 | 0 | 4 | 0 | 0
12 | 25 | 20 | 0 | 0 | 4 | 0 | 0 | 4 | 0 | 0
12 | 25 | 21 | 0 | 0 | 4 | 0 | 0 | 4 | 0 | 0
12 | 25 | 22 | 0 | 0 | 4 | 0 | 0 | 4 | 0 | 0
12 | 25 | 23 | 0 | 0 | 3 | 0 | 0 | 3 | 0 | 0
12 | 26 | 0 | 0 | 0 | 2 | 0 | 0 | 2 | 0 | 0
12 | 26 | 1 | 0 | 0 | 2 | 0 | 0 | 2 | 0 | 0
12 | 26 | 2 | 0 | 0 | 2 | 1 | 0 | 2 | 0 | 0
12 | 26 | 3 | 0 | 0 | 2 | 1 | 0 | 2 | 0 | 0
12 | 26 | 4 | 0 | 0 | 1 | 1 | 0 | 1 | 0 | 0
12 | 26 | 5 | 0 | 0 | 1 | 1 | 0 | 1 | 0 | 0
12 | 26 | 6 | 0 | 0 | 1 | 1 | 0 | 1 | 0 | 0
12 | 26 | 7 | 599 | 24 | 4 | 1 | 208.152 | 8.376 | 162.04 | 153.536
12 | 26 | 8 | 197 | 110 | 7 | 1 | 225.18 | 13.094 | 199.019 | 189.602
12 | 26 | 9 | 390 | 157 | 10 | 1 | 439.64 | 22.985 | 376.713 | 362.198
12 | 26 | 10 | 997 | 51 | 13 | 1 | 807.28 | 37.787 | 646.61 | 622.106
12 | 26 | 11 | 1013 | 53 | 14 | 0 | 871.437 | 48.249 | 663.568 | 638.346
12 | 26 | 12 | 678 | 143 | 15 | 0 | 712.766 | 44.78 | 552.938 | 532.208
12 | 26 | 13 | 612 | 134 | 15 | 1 | 605.209 | 35.031 | 491.239 | 472.816
12 | 26 | 14 | 374 | 135 | 14 | 0 | 384.31 | 31.705 | 314.128 | 301.542
12 | 26 | 15 | 326 | 72 | 11 | 0 | 227.547 | 21.578 | 187.709 | 178.577
12 | 26 | 16 | 0 | 17 | 8 | 0 | 16.117 | 8.585 | 14.916 | 9.542
12 | 26 | 17 | 0 | 0 | 7 | 0 | 0 | 7 | 0 | 0
12 | 26 | 18 | 0 | 0 | 7 | 0 | 0 | 7 | 0 | 0
12 | 26 | 19 | 0 | 0 | 7 | 0 | 0 | 7 | 0 | 0
12 | 26 | 20 | 0 | 0 | 6 | 0 | 0 | 6 | 0 | 0
12 | 26 | 21 | 0 | 0 | 6 | 0 | 0 | 6 | 0 | 0
12 | 26 | 22 | 0 | 0 | 6 | 0 | 0 | 6 | 0 | 0
12 | 26 | 23 | 0 | 0 | 6 | 0 | 0 | 6 | 0 | 0
12 | 27 | 0 | 0 | 0 | 6 | 0 | 0 | 6 | 0 | 0
12 | 27 | 1 | 0 | 0 | 6 | 0 | 0 | 6 | 0 | 0
12 | 27 | 2 | 0 | 0 | 5 | 1 | 0 | 5 | 0 | 0
12 | 27 | 3 | 0 | 0 | 5 | 1 | 0 | 5 | 0 | 0
12 | 27 | 4 | 0 | 0 | 5 | 1 | 0 | 5 | 0 | 0
12 | 27 | 5 | 0 | 0 | 5 | 1 | 0 | 5 | 0 | 0
12 | 27 | 6 | 0 | 0 | 5 | 1 | 0 | 5 | 0 | 0
12 | 27 | 7 | 91 | 37 | 6 | 0 | 74.565 | 5.063 | 65.312 | 58.956
12 | 27 | 8 | 170 | 111 | 8 | 0 | 206.846 | 14.644 | 181.825 | 172.839
12 | 27 | 9 | 334 | 165 | 10 | 0 | 404.657 | 25.537 | 342.893 | 329.438
12 | 27 | 10 | 451 | 193 | 11 | 1 | 569.013 | 28.758 | 477.742 | 459.805
12 | 27 | 11 | 115 | 257 | 13 | 0 | 368.184 | 29.931 | 308.596 | 296.173
12 | 27 | 12 | 0 | 132 | 14 | 0 | 128.165 | 20.593 | 112.401 | 105.042
12 | 27 | 13 | 91 | 213 | 15 | 0 | 293.341 | 25.656 | 250.607 | 239.83
12 | 27 | 14 | 341 | 141 | 15 | 0 | 364.497 | 29.647 | 301.163 | 288.958
12 | 27 | 15 | 0 | 69 | 12 | 0 | 68.561 | 16.279 | 61.322 | 55.047
12 | 27 | 16 | 0 | 9 | 11 | 0 | 8.516 | 8.182 | 7.895 | 2.65
12 | 27 | 17 | 0 | 0 | 11 | 0 | 0 | 11 | 0 | 0
12 | 27 | 18 | 0 | 0 | 10 | 0 | 0 | 10 | 0 | 0
12 | 27 | 19 | 0 | 0 | 10 | 0 | 0 | 10 | 0 | 0
12 | 27 | 20 | 0 | 0 | 9 | 0 | 0 | 9 | 0 | 0
12 | 27 | 21 | 0 | 0 | 9 | 0 | 0 | 9 | 0 | 0
12 | 27 | 22 | 0 | 0 | 9 | 0 | 0 | 9 | 0 | 0
12 | 27 | 23 | 0 | 0 | 8 | 0 | 0 | 8 | 0 | 0
12 | 28 | 0 | 0 | 0 | 7 | 0 | 0 | 7 | 0 | 0
12 | 28 | 1 | 0 | 0 | 7 | 0 | 0 | 7 | 0 | 0
12 | 28 | 2 | 0 | 0 | 6 | 0 | 0 | 6 | 0 | 0
12 | 28 | 3 | 0 | 0 | 6 | 0 | 0 | 6 | 0 | 0
12 | 28 | 4 | 0 | 0 | 6 | 0 | 0 | 6 | 0 | 0
12 | 28 | 5 | 0 | 0 | 6 | 0 | 0 | 6 | 0 | 0
12 | 28 | 6 | 0 | 0 | 6 | 0 | 0 | 6 | 0 | 0
12 | 28 | 7 | 0 | 20 | 7 | 0 | 18.954 | 3.472 | 17.933 | 12.503
12 | 28 | 8 | 89 | 111 | 9 | 0 | 167.933 | 13.259 | 149.845 | 141.631
12 | 28 | 9 | 0 | 116 | 12 | 0 | 113.496 | 15.767 | 101.747 | 94.623
12 | 28 | 10 | 496 | 181 | 15 | 0 | 589.032 | 36.109 | 476.997 | 459.087
12 | 28 | 11 | 193 | 260 | 16 | 1 | 444.404 | 30.693 | 370.921 | 356.591
12 | 28 | 12 | 158 | 255 | 15 | 2 | 409.369 | 25.684 | 349.96 | 336.288
12 | 28 | 13 | 95 | 214 | 14 | 2 | 297.39 | 21.591 | 258.922 | 247.917
12 | 28 | 14 | 658 | 85 | 13 | 1 | 499.612 | 28.097 | 413.054 | 397.351
12 | 28 | 15 | 22 | 79 | 11 | 0 | 93.099 | 17.588 | 82.035 | 75.333
12 | 28 | 16 | 0 | 11 | 9 | 0 | 10.413 | 6.615 | 9.72 | 4.442
12 | 28 | 17 | 0 | 0 | 8 | 0 | 0 | 8 | 0 | 0
12 | 28 | 18 | 0 | 0 | 8 | 0 | 0 | 8 | 0 | 0
12 | 28 | 19 | 0 | 0 | 8 | 0 | 0 | 8 | 0 | 0
12 | 28 | 20 | 0 | 0 | 7 | 0 | 0 | 7 | 0 | 0
12 | 28 | 21 | 0 | 0 | 7 | 0 | 0 | 7 | 0 | 0
12 | 28 | 22 | 0 | 0 | 7 | 0 | 0 | 7 | 0 | 0
12 | 28 | 23 | 0 | 0 | 6 | 0 | 0 | 6 | 0 | 0
12 | 29 | 0 | 0 | 0 | 6 | 0 | 0 | 6 | 0 | 0
12 | 29 | 1 | 0 | 0 | 6 | 1 | 0 | 6 | 0 | 0
12 | 29 | 2 | 0 | 0 | 6 | 1 | 0 | 6 | 0 | 0
12 | 29 | 3 | 0 | 0 | 6 | 1 | 0 | 6 | 0 | 0
12 | 29 | 4 | 0 | 0 | 5 | 1 | 0 | 5 | 0 | 0
12 | 29 | 5 | 0 | 0 | 5 | 0 | 0 | 5 | 0 | 0
12 | 29 | 6 | 0 | 0 | 5 | 0 | 0 | 5 | 0 | 0
12 | 29 | 7 | 0 | 14 | 7 | 0 | 13.254 | 3.195 | 12.555 | 7.224
12 | 29 | 8 | 98 | 111 | 9 | 1 | 172.147 | 12.261 | 154.094 | 145.779
12 | 29 | 9 | 0 | 33 | 11 | 2 | 31.292 | 10.418 | 28.729 | 23.095
12 | 29 | 10 | 0 | 123 | 12 | 3 | 119.269 | 13.238 | 108.141 | 100.877
12 | 29 | 11 | 73 | 248 | 11 | 3 | 323.944 | 17.465 | 287.912 | 276.091
12 | 29 | 12 | 0 | 134 | 10 | 3 | 130.194 | 12.287 | 118.546 | 111.051
12 | 29 | 13 | 0 | 68 | 9 | 2 | 64.596 | 9.173 | 59.629 | 53.389
12 | 29 | 14 | 0 | 17 | 9 | 2 | 16.104 | 7.557 | 14.971 | 9.596
12 | 29 | 15 | 142 | 85 | 8 | 1 | 155.917 | 10.727 | 138.05 | 130.111
12 | 29 | 16 | 0 | 26 | 6 | 0 | 26.4 | 5.52 | 24.76 | 19.201
12 | 29 | 17 | 0 | 0 | 5 | 0 | 0 | 5 | 0 | 0
12 | 29 | 18 | 0 | 0 | 5 | 1 | 0 | 5 | 0 | 0
12 | 29 | 19 | 0 | 0 | 5 | 1 | 0 | 5 | 0 | 0
12 | 29 | 20 | 0 | 0 | 5 | 0 | 0 | 5 | 0 | 0
12 | 29 | 21 | 0 | 0 | 5 | 0 | 0 | 5 | 0 | 0
12 | 29 | 22 | 0 | 0 | 5 | 0 | 0 | 5 | 0 | 0
12 | 29 | 23 | 0 | 0 | 5 | 0 | 0 | 5 | 0 | 0
12 | 30 | 0 | 0 | 0 | 5 | 0 | 0 | 5 | 0 | 0
12 | 30 | 1 | 0 | 0 | 5 | 0 | 0 | 5 | 0 | 0
12 | 30 | 2 | 0 | 0 | 5 | 0 | 0 | 5 | 0 | 0
12 | 30 | 3 | 0 | 0 | 5 | 0 | 0 | 5 | 0 | 0
12 | 30 | 4 | 0 | 0 | 5 | 0 | 0 | 5 | 0 | 0
12 | 30 | 5 | 0 | 0 | 5 | 0 | 0 | 5 | 0 | 0
12 | 30 | 6 | 0 | 0 | 5 | 0 | 0 | 5 | 0 | 0
12 | 30 | 7 | 21 | 35 | 6 | 0 | 43.745 | 3.589 | 40.254 | 34.398
12 | 30 | 8 | 767 | 51 | 8 | 0 | 435.607 | 23.364 | 357.208 | 343.31
12 | 30 | 9 | 360 | 161 | 10 | 0 | 415.8 | 27.72 | 348.48 | 334.853
12 | 30 | 10 | 597 | 151 | 11 | 0 | 630.001 | 35.713 | 510.82 | 491.68
12 | 30 | 11 | 293 | 250 | 12 | 1 | 522.887 | 29.374 | 438.98 | 422.401
12 | 30 | 12 | 443 | 216 | 13 | 1 | 608.233 | 32.374 | 502.779 | 483.935
12 | 30 | 13 | 176 | 220 | 13 | 1 | 372.046 | 25.68 | 317.414 | 304.731
12 | 30 | 14 | 8 | 129 | 12 | 1 | 133.366 | 15.963 | 119.329 | 111.816
12 | 30 | 15 | 0 | 11 | 11 | 0 | 10.408 | 9.245 | 9.605 | 4.329
12 | 30 | 16 | 0 | 1 | 9 | 0 | 0.944 | 4.887 | 0.888 | 0
12 | 30 | 17 | 0 | 0 | 9 | 0 | 0 | 9 | 0 | 0
12 | 30 | 18 | 0 | 0 | 8 | 0 | 0 | 8 | 0 | 0
12 | 30 | 19 | 0 | 0 | 7 | 0 | 0 | 7 | 0 | 0
12 | 30 | 20 | 0 | 0 | 7 | 0 | 0 | 7 | 0 | 0
12 | 30 | 21 | 0 | 0 | 7 | 0 | 0 | 7 | 0 | 0
12 | 30 | 22 | 0 | 0 | 7 | 0 | 0 | 7 | 0 | 0
12 | 30 | 23 | 0 | 0 | 6 | 0 | 0 | 6 | 0 | 0
12 | 31 | 0 | 0 | 0 | 6 | 0 | 0 | 6 | 0 | 0
12 | 31 | 1 | 0 | 0 | 6 | 0 | 0 | 6 | 0 | 0
12 | 31 | 2 | 0 | 0 | 6 | 0 | 0 | 6 | 0 | 0
12 | 31 | 3 | 0 | 0 | 6 | 0 | 0 | 6 | 0 | 0
12 | 31 | 4 | 0 | 0 | 6 | 0 | 0 | 6 | 0 | 0
12 | 31 | 5 | 0 | 0 | 6 | 0 | 0 | 6 | 0 | 0
12 | 31 | 6 | 0 | 0 | 7 | 0 | 0 | 7 | 0 | 0
12 | 31 | 7 | 459 | 30 | 7 | 1 | 171.266 | 10.146 | 133.698 | 125.859
12 | 31 | 8 | 765 | 53 | 9 | 1 | 436.272 | 21.636 | 360.655 | 346.648
12 | 31 | 9 | 911 | 58 | 11 | 2 | 653.033 | 28.133 | 542.177 | 521.859
12 | 31 | 10 | 731 | 115 | 12 | 3 | 693.697 | 28.599 | 581.861 | 560
12 | 31 | 11 | 1011 | 53 | 14 | 3 | 872.293 | 34.752 | 711.621 | 684.306
12 | 31 | 12 | 1007 | 52 | 15 | 3 | 859.009 | 35.84 | 696.689 | 670.034
12 | 31 | 13 | 446 | 182 | 15 | 2 | 540.693 | 30.451 | 449.66 | 432.712
12 | 31 | 14 | 401 | 136 | 14 | 2 | 404.718 | 24.892 | 341.922 | 328.497
12 | 31 | 15 | 375 | 72 | 13 | 2 | 251.284 | 19.336 | 209.388 | 199.705
12 | 31 | 16 | 0 | 29 | 4 | 2 | 30.136 | 3.6 | 28.497 | 22.868
12 | 31 | 17 | 0 | 0 | 3 | 2 | 0 | 3 | 0 | 0
12 | 31 | 18 | 0 | 0 | 3 | 1 | 0 | 3 | 0 | 0
12 | 31 | 19 | 0 | 0 | 3 | 1 | 0 | 3 | 0 | 0
12 | 31 | 20 | 0 | 0 | 3 | 2 | 0 | 3 | 0 | 0
12 | 31 | 21 | 0 | 0 | 2 | 2 | 0 | 2 | 0 | 0
12 | 31 | 22 | 0 | 0 | 2 | 2 | 0 | 2 | 0 | 0
12 | 31 | 23 | 0 | 0 | 2 | 2 | 0 | 2 | 0 | 0
Totals |  |  | 2753691 | 473152 | 134308 | 11191 | 2370793.761 | 196697.719 | 1824288.965 | 1749186.986